## Meta
Site | Rating Curve Calibration Method | Rating Curve Calibration OK? | Flow Data QA/QC Done? | Notes
Cloverdale | Linear Regression | OK - need OK for the minor revisions to the HEC-RAS HvF table |  | Slightly modified HEC-RAS data to smooth curve (PT stages of 66.96" and 91.01"). Updated 10/29/2020.
Kit Carson | Horizontal Shift (along PT stage) | OK |  | Refined shift to minimize difference in absolute errors between manual measurements on 3/3/2020 and 3/12/2020. Updated 10/29/2020.
Del Dios | Horizontal Shift (along PT stage) | OK - need OK for baseflow at 0" |  | Updated 10/29/2020.
Felicita | Horizontal Shift (along PT stage) | OK - need OK for baseflow at 0" |  | Updated 10/29/2020.
Guejito | Horizontal Shift (along PT stage) Vertical Shift (along flow) | OK- need OK for horizontal/vertical shift instead of regression |  | Performed horizontal shift because linear regression was too complicated on higher end. Performed vertical shift too because just a horizontal shift would result in level readings up to 3 or 4 inches resulting in zero flow - which is definitely false because this site is ephemeral. Updated 10/29/2020.
San Dieguito | Horizontal Shift (along PT stage) Vertical Shift (along flow) | OK - needs a gut-check. This shift was complicated. |  | Performed horizontal shift because linear regression was too complicated. Performed vertical shift because just a horizontal shift would result in level readings on the lower end resulting in zero flow - which is definitely false because this site it ephemeral. However, levels up to the pipe invert are zero, so I assumed that level on the PT was ~2 in. Updated 10/29/2020.
Sycamore | Horizontal Shift (along PT stage) Vertical Shift (along flow) | OK - needs a gut-check |  | Performed horizontal shift because linear regression was too complicated. Performed vertical shift because just a horizontal shift would result in level readings on the lower end resulting in zero flow. Updated 10/29/2020.
Green Valley | Horizontal Shift (along PT stage) | OK - need OK for baseflow at 0" |  | Updated 10/29/2020.
Moonsong | Horizontal Shift (along PT stage) Vertical Shift (along flow) | OK |  | Performed horizontal shift because linear regression was too complicated. Performed vertical shift because just a horizontal shift would result in level readings on the lower end resulting in zero flow. Updated 10/29/2020.

## DelDios
Calibrated Rating Curve
Stage (in) | Flow (cfs)
-2.1104 | 0
-1.8604 | 0.01109
-1.6104 | 0.022181
-1.3604 | 0.033271
-1.1104 | 0.044361
-0.61036 | 0.066542
-0.11036 | 0.088723
0.38964 | 0.1109
0.88964 | 0.13308
1.3896 | 0.15526
1.8896 | 0.17745
2.3981 | 0.2
2.7028 | 0.25
3.3806 | 0.4
3.7512 | 0.5
4.1277 | 0.6
4.5752 | 0.75
4.703 | 0.8
5.2285 | 1
5.7493 | 1.25
6.2056 | 1.5
6.6172 | 1.75
6.9823 | 2
7.3243 | 2.25
7.6495 | 2.5
7.9293 | 2.75
8.215 | 3
8.4794 | 3.25
8.7339 | 3.5
8.9763 | 3.75
9.2096 | 4
9.4407 | 4.25
9.6578 | 4.5
9.8662 | 4.75
10.0801 | 5
10.2797 | 5.25
10.484 | 5.5
10.6682 | 5.75
10.8506 | 6
11.0256 | 6.25
11.1999 | 6.5
11.3684 | 6.75
11.538 | 7
11.7035 | 7.25
11.8375 | 7.5
11.9928 | 7.75
12.1411 | 8
12.2905 | 8.25
12.4425 | 8.5
12.6044 | 8.75
12.7399 | 9
12.8761 | 9.25
13.0116 | 9.5
13.1573 | 9.75
13.2921 | 10
13.4243 | 10.25
13.5528 | 10.5
13.6792 | 10.75
13.8187 | 11
13.9396 | 11.25
14.059 | 11.5
14.1461 | 11.75
14.2677 | 12
14.3885 | 12.25
14.5076 | 12.5
14.6328 | 12.75
14.7496 | 13
14.8657 | 13.25
14.9807 | 13.5
15.0939 | 13.75
15.2176 | 14
15.3381 | 14.25
15.4388 | 14.5
15.5194 | 14.75
15.6216 | 15
15.7208 | 15.25
15.8201 | 15.5
15.9211 | 15.75
16.0185 | 16
16.1207 | 16.25
16.2178 | 16.5
16.3144 | 16.75
16.4115 | 17
16.5078 | 17.25
16.6048 | 17.5
16.6986 | 17.75
16.7945 | 18
16.8865 | 18.25
16.9802 | 18.5
17.0714 | 18.75
17.1637 | 19
17.2538 | 19.25
17.3435 | 19.5
17.4244 | 19.75
17.5149 | 20
17.6039 | 20.25
17.6907 | 20.5
17.7786 | 20.75
17.8628 | 21
17.9463 | 21.25
18.0298 | 21.5
18.114 | 21.75
18.1968 | 22
18.2788 | 22.25
18.3597 | 22.5
18.4418 | 22.75
18.5223 | 23
18.6025 | 23.25
18.6842 | 23.5
18.7622 | 23.75
18.8428 | 24
18.9208 | 24.25
18.9991 | 24.5
19.0749 | 24.75
19.1504 | 25
19.2207 | 25.25
19.2888 | 25.5
19.3599 | 25.75
19.428 | 26
19.4946 | 26.25
19.5627 | 26.5
19.6224 | 26.75
19.6909 | 27
19.7583 | 27.25
19.8268 | 27.5
19.8883 | 27.75
19.9458 | 28
20.0048 | 28.25
20.0637 | 28.5
20.1208 | 28.75
20.1337 | 28.8
20.1802 | 29
20.238 | 29.25
20.2963 | 29.5
20.3552 | 29.75
20.4131 | 30
21.5121 | 35
22.5741 | 40
23.5687 | 45
24.4879 | 50
25.3353 | 55
26.1666 | 60
26.958 | 65
27.6963 | 70
28.4452 | 75
29.4995 | 82.5
29.8364 | 85
30.4952 | 90
31.1313 | 95
31.7755 | 100
32.9686 | 110
34.1028 | 120
34.7524 | 126
35.1747 | 130
36.1975 | 140
37.0566 | 150
38.0143 | 160
38.9045 | 170
39.7578 | 180
41.8071 | 200
44.3841 | 222
46.283 | 240
48.6706 | 264
50.0491 | 280
52.0746 | 300
53.0476 | 310
53.9829 | 320
55.967 | 340
58.0965 | 361

## Felicita
Calibrated Rating Curve
Stage (in) | Flow (cfs)
0 | 0
1.4973 | 0.1
2.0192 | 0.2
2.2535 | 0.25
2.7446 | 0.4
2.9669 | 0.5
3.2526 | 0.6
3.551 | 0.75
3.6503 | 0.8
3.9821 | 1
4.3527 | 1.25
4.6672 | 1.5
4.9199 | 1.75
5.1982 | 2
5.4106 | 2.25
5.6436 | 2.5
5.8497 | 2.75
6.0508 | 3
6.2313 | 3.25
6.4456 | 3.5
6.6074 | 3.75
6.7708 | 4
6.9063 | 4.25
7.0509 | 4.5
7.1619 | 4.75
7.3182 | 5
7.4354 | 5.25
7.5845 | 5.5
7.7412 | 5.75
7.8679 | 6
7.995 | 6.25
8.1052 | 6.5
8.2111 | 6.75
8.3231 | 7
8.4297 | 7.25
8.5359 | 7.5
8.6384 | 7.75
8.7483 | 8
8.8494 | 8.25
8.9453 | 8.5
9.0533 | 8.75
9.1632 | 9
9.2551 | 9.25
9.3555 | 9.5
9.4481 | 9.75
9.562 | 10
9.644 | 10.25
9.7268 | 10.5
9.8261 | 10.75
9.9055 | 11
9.9832 | 11.25
10.0439 | 11.5
10.1135 | 11.75
10.1904 | 12
10.2633 | 12.25
10.3384 | 12.5
10.4189 | 12.75
10.4962 | 13
10.5772 | 13.25
10.6533 | 13.5
10.7299 | 13.75
10.8027 | 14
10.9002 | 14.25
10.9771 | 14.5
11.0477 | 14.75
11.106 | 15
11.1788 | 15.25
11.2638 | 15.5
11.3378 | 15.75
11.3964 | 16
11.4612 | 16.25
11.5125 | 16.5
11.6025 | 16.75
11.6622 | 17
11.7223 | 17.25
11.7875 | 17.5
11.8366 | 17.75
11.8926 | 18
11.9486 | 18.25
12.0057 | 18.5
12.0585 | 18.75
12.1105 | 19
12.1603 | 19.25
12.228 | 19.5
12.3108 | 19.75
12.3643 | 20
12.4353 | 20.25
12.4829 | 20.5
12.5298 | 20.75
12.5796 | 21
12.655 | 21.25
12.7107 | 21.5
12.7814 | 21.75
12.8334 | 22
12.8751 | 22.25
12.9275 | 22.5
12.9773 | 22.75
15.8444 | 40
17.8439 | 56.6
18.1694 | 60
19.6559 | 80
21.4023 | 100
23.3297 | 120
25.1864 | 140
26.9662 | 160
28.1154 | 174
28.6134 | 180
30.1845 | 200
31.683 | 220
33.1522 | 240
34.5988 | 260
35.7391 | 276
35.9644 | 280
37.2835 | 300
40.642 | 350
43.5105 | 400
44.2883 | 413
46.4691 | 450
49.1901 | 500
50.5619 | 525
51.8803 | 550
54.5547 | 600
56.6066 | 641
57.049 | 650
59.355 | 700
61.8335 | 750
62.6769 | 769
64.1055 | 800
66.5646 | 850
69.0087 | 900
69.6433 | 920

## KitCarson
Calibrated Rating Curve
Stage (in) | Flow (cfs)
0 | 0
7.9545 | 1
8.0826 | 1.25
8.1577 | 1.5
8.2207 | 1.75
8.2771 | 2
8.3287 | 2.25
8.3771 | 2.5
8.4229 | 2.75
8.4664 | 3
8.5085 | 3.25
8.5488 | 3.5
8.5876 | 3.75
8.6254 | 4
8.6624 | 4.25
8.6982 | 4.5
8.733 | 4.75
8.7675 | 5
8.8008 | 5.25
8.8337 | 5.5
8.866 | 5.75
8.8978 | 6
8.929 | 6.25
8.9597 | 6.5
8.9897 | 6.75
9.0198 | 7
9.1066 | 7.75
9.1348 | 8
9.163 | 8.25
9.1904 | 8.5
9.2179 | 8.75
9.2446 | 9
9.2714 | 9.25
9.2981 | 9.5
9.3241 | 9.75
9.3501 | 10
9.3761 | 10.25
9.4014 | 10.5
9.4266 | 10.75
9.4519 | 11
9.4764 | 11.25
9.5013 | 11.5
9.5259 | 11.75
9.55 | 12
9.6255 | 12.25
9.7467 | 12.5
9.865 | 12.75
9.9796 | 13
10.0953 | 13.25
10.2048 | 13.5
10.3176 | 13.75
10.4279 | 14
10.5363 | 14.25
10.6428 | 14.5
10.7494 | 14.75
10.8538 | 15
10.9574 | 15.25
11.0603 | 15.5
11.1614 | 15.75
11.2614 | 16
11.3606 | 16.25
11.4587 | 16.5
11.5565 | 16.75
11.6517 | 17
11.7469 | 17.25
11.8422 | 17.5
11.9414 | 17.75
12.0341 | 18
12.1263 | 18.25
12.2172 | 18.5
12.3065 | 18.75
12.3955 | 19
12.483 | 19.25
12.5706 | 19.5
12.657 | 19.75
12.743 | 20
12.8291 | 20.25
12.9133 | 20.5
12.9961 | 20.75
13.0792 | 21
13.2422 | 21.5
13.403 | 22
13.5619 | 22.5
13.7186 | 23
13.8732 | 23.5
14.0251 | 24
14.172 | 24.5
14.321 | 25
14.5096 | 25.5
14.6506 | 26
14.7898 | 26.5
14.9275 | 27
15.0645 | 27.5
15.1978 | 28
15.3311 | 28.5
15.4629 | 29
15.5936 | 29.5
15.731 | 30
15.8588 | 30.5
15.9851 | 31
16.1122 | 31.5
16.2363 | 32
16.3575 | 32.5
16.5128 | 33
16.5945 | 33.5
16.7128 | 34
16.83 | 34.5
16.9464 | 35
17.0618 | 35.5
17.1768 | 36
17.2914 | 36.5
17.4078 | 37
17.5225 | 37.5
17.6364 | 38
17.7499 | 38.5
17.8623 | 39
17.9733 | 39.5
18.0835 | 40
18.1937 | 40.5
18.3018 | 41
18.5175 | 42
18.7291 | 43
18.9379 | 44
19.1433 | 45
19.3458 | 46
19.5447 | 47
19.7413 | 48
19.9351 | 49
20.1193 | 50
20.3082 | 51
20.4961 | 52
20.6803 | 53
20.8627 | 54
21.0718 | 55
21.2424 | 56
21.412 | 57
21.5793 | 58
21.7354 | 59
21.936 | 60
22.0715 | 61
22.2283 | 62
22.3879 | 63
22.5465 | 64
22.7443 | 65
22.9006 | 66
23.0588 | 67
23.2123 | 68
23.3646 | 69
23.5151 | 70
23.6653 | 71
23.8224 | 72
23.9718 | 73
24.1194 | 74
24.2655 | 75
24.4105 | 76
24.5544 | 77
24.6965 | 78
24.8386 | 79
24.9785 | 80
25.1122 | 81
25.251 | 82
25.3887 | 83
25.5253 | 84
25.6608 | 85
25.7955 | 86
25.9288 | 87
26.0614 | 88
26.1932 | 89
26.3232 | 90
26.4532 | 91
26.5825 | 92
26.7118 | 93
26.8411 | 94
26.9689 | 95
27.0908 | 96
27.2117 | 97
27.3285 | 98
27.4453 | 99
27.5614 | 100
27.6768 | 101
27.7888 | 102
32.7861 | 151
37.2026 | 201
41.2104 | 251
44.8755 | 301
46.7355 | 328
48.2615 | 351
51.4072 | 401
54.3636 | 451
57.1564 | 501
59.0771 | 538
59.7323 | 551
62.1819 | 601
64.5059 | 651
66.7178 | 701
68.7989 | 751
70.8168 | 801
72.1333 | 836
72.698 | 851
74.5488 | 901
76.3363 | 951
78.0824 | 1001
79.7875 | 1051
81.1187 | 1091
81.4438 | 1101
84.6749 | 1201
87.7936 | 1301
89.6257 | 1361
90.8379 | 1401
93.8306 | 1501
96.7654 | 1601
98.4452 | 1661
99.5182 | 1701
102.156 | 1801
104.7195 | 1901
107.1768 | 2001
107.6583 | 2021

## SanDieguito
Original HEC-RAS Rating Curve
Stage (in) | Flow (cfs)
0 | 0
1.4509 | 0.5
2.053 | 1
2.5188 | 1.5
2.9128 | 2
3.2607 | 2.5
3.576 | 3
3.8672 | 3.5
4.1382 | 4
4.3938 | 4.5
4.6355 | 5
4.8662 | 5.5
5.087 | 6
5.2991 | 6.5
5.5038 | 7
5.7012 | 7.5
9.8452 | 8
10.1598 | 8.5
10.4498 | 9
10.7153 | 9.5
10.9629 | 10
11.2101 | 10.5
11.4382 | 11
11.6503 | 11.5
11.859 | 12
12.0582 | 12.5
12.2509 | 13
12.4365 | 13.5
12.6167 | 14
12.8071 | 14.5
12.9562 | 15
13.1191 | 15.5
13.277 | 16
13.4634 | 16.5
13.6084 | 17
13.7688 | 17.5
13.8578 | 18
14.0372 | 18.5
14.1493 | 19
14.2994 | 19.5
14.4492 | 20
14.7235 | 21
14.9235 | 22
15.1589 | 23
15.3907 | 24
15.5651 | 25
15.8793 | 26
16.0865 | 27
16.2894 | 28
16.4879 | 29
16.6816 | 30
16.8721 | 31
17.0592 | 32
17.2438 | 33
17.4243 | 34
17.5939 | 35
17.785 | 36
17.952 | 37
18.1212 | 38
18.2867 | 39
18.4526 | 40
18.6207 | 41
18.7848 | 42
18.9492 | 43
19.092 | 44
19.2495 | 45
19.4125 | 46
19.5623 | 47
19.7106 | 48
19.8611 | 49
20.0134 | 50
20.1515 | 51
20.3035 | 52
20.443 | 53
20.5657 | 54
20.7378 | 55
20.8513 | 56
20.996 | 57
21.1047 | 58
21.2856 | 59
21.382 | 60
21.4801 | 61
21.6661 | 62
21.7701 | 63
21.8342 | 64
22.0547 | 65
22.1667 | 66
22.2627 | 67
22.3312 | 68
22.4348 | 69
22.5414 | 70
22.6238 | 71
22.8593 | 72
22.8743 | 73
22.8596 | 74
22.9655 | 75
23.2324 | 76
23.2339 | 77
23.38 | 78
23.3284 | 79
23.4419 | 80
23.644 | 81
23.6689 | 82
23.7407 | 83
23.7301 | 84
23.9952 | 85
23.8282 | 86
24.1403 | 87
24.2256 | 88
24.2959 | 89
24.2662 | 90
24.3801 | 91
24.5259 | 92
24.4958 | 93
24.3647 | 94
24.5405 | 95
24.8954 | 96
24.8694 | 97
24.6888 | 98
24.8445 | 99
25.0869 | 100
25.2931 | 105
25.6952 | 110
25.782 | 115
26.0577 | 120
26.484 | 125
26.688 | 130
26.8129 | 135
26.9996 | 140
27.4061 | 145
27.472 | 150
28.4678 | 155
27.4519 | 160
27.5629 | 165
28.2308 | 170
28.0298 | 175
28.214 | 180
28.0151 | 185
28.4897 | 190
28.8347 | 195
28.5568 | 200
29.0804 | 205
29.1885 | 210
29.6569 | 215
29.3822 | 220
29.6953 | 225
29.6949 | 230
29.9451 | 235
29.9557 | 240
29.7766 | 245
29.9022 | 250
29.6913 | 255
30.405 | 260
30.8251 | 265
30.6581 | 270
30.6321 | 275
30.6317 | 280
30.8145 | 285
31.0734 | 290
31.1027 | 295
31.1733 | 300
31.4865 | 310
31.7714 | 320
31.8926 | 330
32.6133 | 340
32.3108 | 350
33.0784 | 360
32.751 | 370
33.0234 | 380
33.1516 | 390
33.3864 | 400
33.624 | 410
33.6639 | 420
33.913 | 430
33.9818 | 440
34.1777 | 450
34.4253 | 460
34.5374 | 470
34.7054 | 480
34.838 | 490
35.2815 | 500
35.1332 | 520
35.532 | 540
36.0707 | 560
36.1443 | 580
36.4226 | 600
36.6892 | 620
36.947 | 640
37.2799 | 660
37.5787 | 680
37.8204 | 700
38.4818 | 720
38.5803 | 740
38.3276 | 760
39.5929 | 780
39.657 | 800
40.0162 | 820
39.7906 | 840
40.6238 | 860
41.0079 | 880
41.4119 | 900
41.8799 | 920
42.1835 | 940
41.941 | 960
42.7603 | 980
43.025 | 1000
43.7849 | 1050
44.239 | 1100
45.3962 | 1150
45.8405 | 1200
46.3967 | 1250
47.2383 | 1300
47.8605 | 1350
48.4329 | 1400
49.0408 | 1450
49.5469 | 1500
53.9568 | 2000
59.9996 | 3000
64.9757 | 4000
68.8085 | 5000
72.1791 | 6000
72.6888 | 6210
77.9542 | 8000
82.8611 | 10000
87.5944 | 12000
89.3463 | 12800
91.8724 | 14000
95.7458 | 16000
99.3713 | 18000
102.8276 | 20000
106.1111 | 22000
109.2389 | 24000
111.9335 | 25700
118.0613 | 30000
124.6011 | 35000
130.1517 | 39400
136.845 | 45000
142.3674 | 50000
148.9149 | 56300
152.5902 | 60000
157.3773 | 65000
162.0293 | 70000
168.8503 | 77700
179.4261 | 90000
187.2968 | 100000
194.8923 | 110000

## Moonsong
Calibrated Rating Curve
Stage (in) | Flow (cfs)
0 | 0
6.47 | 1
7.6895 | 1.1
7.9803 | 1.2
8.2838 | 1.3
8.3717 | 1.4
8.5164 | 1.5
8.5951 | 1.6
8.7533 | 1.7
8.8496 | 1.8
9.0551 | 1.9
8.9434 | 2
9.084 | 2.1
9.1642 | 2.2
9.4184 | 2.3
9.4938 | 2.4
9.5729 | 2.5
9.6758 | 2.6
9.6472 | 2.7
9.6967 | 2.8
9.8102 | 2.9
9.8955 | 3
9.9875 | 3.1
10.019 | 3.2
10.1167 | 3.3
10.2021 | 3.4
10.2771 | 3.5
10.3438 | 3.6
10.4035 | 3.7
10.4397 | 3.8
10.4972 | 3.9
10.5529 | 4
10.6115 | 4.1
10.6675 | 4.2
10.7217 | 4.3
10.7766 | 4.4
10.8283 | 4.5
10.8784 | 4.6
10.9275 | 4.7
10.9748 | 4.8
11.0209 | 4.9
11.029 | 5
11.074 | 5.1
11.1183 | 5.2
11.1626 | 5.3
11.2051 | 5.4
11.2465 | 5.5
11.2893 | 5.6
11.3315 | 5.7
11.3728 | 5.8
11.4003 | 5.9
11.4805 | 6
11.5179 | 6.1
11.5537 | 6.2
11.5896 | 6.3
11.6281 | 6.4
11.6647 | 6.5
11.7021 | 6.6
11.739 | 6.7
11.7727 | 6.8
11.8075 | 6.9
11.8405 | 7
11.8738 | 7.1
11.906 | 7.2
11.9412 | 7.3
11.9731 | 7.4
12.0071 | 7.5
12.0426 | 7.6
12.0749 | 7.7
12.1075 | 7.8
12.1386 | 7.9
12.1715 | 8
12.2038 | 8.1
12.2349 | 8.2
12.2657 | 8.3
12.262 | 8.4
12.2891 | 8.5
12.31 | 8.6
12.3338 | 8.7
12.3572 | 8.8
12.444 | 8.9
12.4718 | 9
12.4986 | 9.1
12.5253 | 9.2
12.4861 | 9.3
12.5106 | 9.4
12.5399 | 9.5
12.5674 | 9.6
12.5941 | 9.7
12.622 | 9.8
12.6476 | 9.9
12.6769 | 10
12.7025 | 10.1
12.7282 | 10.2
12.7531 | 10.3
12.7776 | 10.4
12.8047 | 10.5
12.8315 | 10.6
12.8571 | 10.7
12.8831 | 10.8
12.908 | 10.9
12.9314 | 11
12.9607 | 11.1
12.9838 | 11.2
13.0083 | 11.3
13.0325 | 11.4
13.1116 | 11.5
13.09 | 11.6
13.1145 | 11.7
13.1343 | 11.8
13.157 | 11.9
13.1823 | 12
13.2017 | 12.1
13.2266 | 12.2
13.2442 | 12.3
13.2702 | 12.4
13.2958 | 12.5
13.3159 | 12.6
13.3471 | 12.7
13.4236 | 12.8
13.4445 | 12.9
13.4668 | 13
13.484 | 13.1
13.5078 | 13.2
13.5269 | 13.3
13.547 | 13.4
13.5679 | 13.5
13.5873 | 13.6
13.5397 | 13.7
13.5774 | 13.8
13.6111 | 13.9
13.6441 | 14
13.6756 | 14.1
13.7049 | 14.2
13.7349 | 14.3
13.7627 | 14.4
13.7898 | 14.5
13.8199 | 14.6
13.8459 | 14.7
13.8733 | 14.8
13.8979 | 14.9
13.9235 | 15
13.9488 | 15.1
13.9715 | 15.2
13.9971 | 15.3
13.9568 | 15.4
13.9718 | 15.5
13.9909 | 15.6
14.0019 | 15.7
14.0198 | 15.8
14.0374 | 15.9
14.0209 | 16
14.0414 | 16.1
14.0564 | 16.2
14.0707 | 16.3
14.0912 | 16.4
14.0963 | 16.5
14.1154 | 16.6
14.1472 | 16.7
14.1824 | 16.8
14.2106 | 16.9
14.2421 | 17
14.2707 | 17.1
14.2981 | 17.2
14.3278 | 17.3
14.3622 | 17.4
14.3882 | 17.5
14.4201 | 17.6
14.4516 | 17.7
14.4823 | 17.8
14.5102 | 17.9
14.5376 | 18
14.5662 | 18.1
14.6116 | 18.2
14.6391 | 18.3
14.6643 | 18.4
14.6903 | 18.5
14.7178 | 18.6
14.7412 | 18.7
14.7654 | 18.8
14.7925 | 18.9
14.8189 | 19
14.8482 | 19.1
14.8727 | 19.2
14.8679 | 19.3
14.8896 | 19.4
14.9104 | 19.5
14.9353 | 19.6
14.9562 | 19.7
14.9738 | 19.8
14.9961 | 19.9
15.0126 | 20
15.0302 | 20.1
15.0478 | 20.2
15.0675 | 20.3
15.0869 | 20.4
15.1034 | 20.5
15.121 | 20.6
15.1404 | 20.7
15.1573 | 20.8
15.1796 | 20.9
15.1975 | 21
15.21 | 21.1
15.2316 | 21.2
15.2506 | 21.3
15.2657 | 21.4
15.2832 | 21.5
15.3026 | 21.6
15.3184 | 21.7
15.3374 | 21.8
15.3543 | 21.9
15.3715 | 22
15.3924 | 22.1
15.4099 | 22.2
15.4242 | 22.3
15.4444 | 22.4
15.459 | 22.5
15.4792 | 22.6
15.4934 | 22.7
15.5143 | 22.8
15.5293 | 22.9
15.5469 | 23
15.563 | 23.1
15.5843 | 23.2
15.6 | 23.3
15.6132 | 23.4
15.6359 | 23.5
15.652 | 23.6
15.6648 | 23.7
15.6831 | 23.8
15.7025 | 23.9
15.7161 | 24
15.7318 | 24.1
15.7509 | 24.2
15.7652 | 24.3
15.7857 | 24.4
15.8003 | 24.5
15.819 | 24.6
15.8355 | 24.7
15.8505 | 24.8
15.8692 | 24.9
15.886 | 25
15.9036 | 25.1
15.9204 | 25.2
15.9333 | 25.3
15.9541 | 25.4
15.968 | 25.5
15.9834 | 25.6
15.9999 | 25.7
16.0171 | 25.8
16.0307 | 25.9
16.0523 | 26
16.0651 | 26.1
16.0838 | 26.2
16.0999 | 26.3
16.1142 | 26.4
16.1317 | 26.5
16.1475 | 26.6
16.1658 | 26.7
16.1794 | 26.8
16.1958 | 26.9
16.2138 | 27
16.2299 | 27.1
16.2478 | 27.2
16.2639 | 27.3
16.2932 | 27.4
16.3083 | 27.5
16.3266 | 27.6
16.3427 | 27.7
16.3584 | 27.8
16.3745 | 27.9
16.3885 | 28
16.4042 | 28.1
16.4214 | 28.2
16.435 | 28.3
16.4123 | 28.4
16.4287 | 28.5
16.4419 | 28.6
16.4595 | 28.7
16.4771 | 28.8
16.4921 | 28.9
16.5031 | 29
16.5152 | 29.1
16.5276 | 29.2
16.539 | 29.3
16.5485 | 29.4
16.5602 | 29.5
16.5727 | 29.6
16.5833 | 29.7
16.5943 | 29.8
16.6071 | 29.9
16.6199 | 30
16.628 | 30.1
16.6415 | 30.2
16.6521 | 30.3
16.6675 | 30.4
16.6723 | 30.5
16.6855 | 30.6
16.699 | 30.7
16.7082 | 30.8
16.7199 | 30.9
16.7334 | 31
16.7429 | 31.1
16.7554 | 31.2
16.7686 | 31.3
16.7814 | 31.4
16.792 | 31.5
16.8023 | 31.6
16.8107 | 31.7
16.8213 | 31.8
16.9264 | 31.9
16.933 | 32
16.9469 | 32.1
16.951 | 32.2
16.9608 | 32.3
16.9656 | 32.4
16.9788 | 32.5
16.9795 | 32.6
16.9887 | 32.7
16.9971 | 32.8
17.0008 | 32.9
17.0092 | 33
17.0169 | 33.1
17.0213 | 33.2
17.0319 | 33.3
17.0469 | 33.4
17.0623 | 33.5
17.0751 | 33.6
17.0887 | 33.7
17.1011 | 33.8
17.1121 | 33.9
17.1297 | 34
17.1432 | 34.1
17.1549 | 34.2
17.1703 | 34.3
17.1806 | 34.4
17.1956 | 34.5
17.2069 | 34.6
17.2216 | 34.7
17.2315 | 34.8
17.2428 | 34.9
17.2542 | 35
17.2703 | 35.1
17.2813 | 35.2
17.2959 | 35.3
17.3029 | 35.4
17.3205 | 35.5
17.3318 | 35.6
17.3428 | 35.7
17.3585 | 35.8
17.3721 | 35.9
17.3838 | 36
17.3988 | 36.1
17.4146 | 36.2
17.4267 | 36.3
17.4402 | 36.4
17.453 | 36.5
17.464 | 36.6
17.4801 | 36.7
17.4948 | 36.8
17.5069 | 36.9
17.5248 | 37
17.6094 | 37.1
17.6204 | 37.2
17.6354 | 37.3
17.6468 | 37.4
17.6599 | 37.5
17.6724 | 37.6
17.6874 | 37.7
17.6973 | 37.8
17.7075 | 37.9
17.72 | 38
17.7328 | 38.1
17.7438 | 38.2
17.7555 | 38.3
17.768 | 38.4
17.7779 | 38.5
17.787 | 38.6
17.8009 | 38.7
17.8299 | 38.8
17.843 | 38.9
17.8551 | 39
17.8669 | 39.1
17.88 | 39.2
17.8936 | 39.3
17.9049 | 39.4
17.917 | 39.5
17.9291 | 39.6
17.9405 | 39.7
17.9518 | 39.8
17.9639 | 39.9
17.9767 | 40
17.9881 | 40.1
18.0027 | 40.2
18.013 | 40.3
18.0232 | 40.4
18.0382 | 40.5
18.0478 | 40.6
18.0624 | 40.7
18.0734 | 40.8
18.0862 | 40.9
18.0972 | 41
18.1104 | 41.1
18.121 | 41.2
18.132 | 41.3
18.1492 | 41.4
18.1587 | 41.5
18.1701 | 41.6
18.1803 | 41.7
18.1953 | 41.8
18.2049 | 41.9
18.2184 | 42
18.2331 | 42.1
18.2429 | 42.2
18.2558 | 42.3
18.2693 | 42.4
18.2814 | 42.5
18.296 | 42.6
18.3067 | 42.7
18.3162 | 42.8
18.3312 | 42.9
18.3462 | 43
18.1935 | 43.1
18.2085 | 43.2
18.2272 | 43.3
18.2455 | 43.4
17.9485 | 43.5
18.2807 | 43.6
18.2946 | 43.7
18.3125 | 43.8
18.3272 | 43.9
18.3451 | 44
18.3616 | 44.1
18.3777 | 44.2
18.2104 | 44.3
18.4099 | 44.4
18.4235 | 44.5
18.4422 | 44.6
18.4557 | 44.7
18.4726 | 44.8
18.4839 | 44.9
18.4964 | 45
18.5143 | 45.1
18.526 | 45.2
18.5436 | 45.3
18.5517 | 45.4
18.5707 | 45.5
18.5857 | 45.6
18.433 | 45.7
18.4597 | 45.8
18.4799 | 45.9
18.4894 | 46
18.5117 | 46.1
18.8835 | 46.2
18.8948 | 46.3
18.904 | 46.4
18.9149 | 46.5
18.9259 | 46.6
18.9377 | 46.7
18.9505 | 46.8
18.9593 | 46.9
18.9717 | 47
18.9853 | 47.1
18.9962 | 47.2
19.0047 | 47.3
19.0153 | 47.4
19.0263 | 47.5
19.0395 | 47.6
18.9951 | 47.7
19.0578 | 47.8
19.0651 | 47.9
19.075 | 48
19.0849 | 48.1
19.0988 | 48.2
19.1079 | 48.3
19.1193 | 48.4
19.1292 | 48.5
19.1398 | 48.6
19.1515 | 48.7
19.1574 | 48.768
19.1607 | 48.8
19.1717 | 48.9
19.1826 | 49
19.1486 | 49.1
19.1552 | 49.2
19.1665 | 49.3
19.1779 | 49.4
19.1845 | 49.5
19.194 | 49.6
19.2032 | 49.7
19.2134 | 49.8
19.2189 | 49.9
19.2292 | 50
19.2343 | 50.1
19.2442 | 50.2
19.2489 | 50.3
19.2559 | 50.4
19.265 | 50.5
19.2746 | 50.6
19.2793 | 50.7
19.2907 | 50.8
19.3727 | 50.9
19.3837 | 51
19.4306 | 51.1
19.4375 | 51.2
19.443 | 51.3
19.446 | 51.4
19.4507 | 51.5
19.5349 | 51.6
19.5313 | 51.7
19.5276 | 51.8
19.5258 | 51.9
19.5243 | 52
19.5287 | 52.1
19.5287 | 52.2
19.5283 | 52.3
19.5313 | 52.4
19.5338 | 52.5
19.536 | 52.6
19.5382 | 52.7
19.5382 | 52.8
19.5481 | 52.9
19.3877 | 53
19.4075 | 53.1
19.4196 | 53.2
19.4265 | 53.3
19.4408 | 53.4
19.4555 | 53.5
19.4617 | 53.6
19.4676 | 53.7
19.4734 | 53.8
19.4829 | 53.9
19.4903 | 54
19.4961 | 54.1
19.5002 | 54.2
19.5064 | 54.3
19.5177 | 54.4
19.5254 | 54.5
19.5298 | 54.6
19.5368 | 54.7
19.5445 | 54.8
19.5492 | 54.9
19.5558 | 55
19.5591 | 55.1
19.5716 | 55.2
19.5778 | 55.3
19.5869 | 55.4
19.5902 | 55.5
19.5998 | 55.6
19.602 | 55.7
19.6104 | 55.8
19.6177 | 55.9
19.6269 | 56
19.8019 | 56.1
19.8107 | 56.2
19.8188 | 56.3
19.8279 | 56.4
19.8371 | 56.5
19.847 | 56.6
19.8546 | 56.7
19.8634 | 56.8
19.8744 | 56.9
19.8828 | 57
19.892 | 57.1
19.7404 | 57.2
19.7539 | 57.3
19.7609 | 57.4
19.7737 | 57.5
19.7906 | 57.6
19.8048 | 57.7
19.8151 | 57.8
19.829 | 57.9
19.8451 | 58
19.8546 | 58.1
19.8726 | 58.2
19.8825 | 58.3
19.8986 | 58.4
19.9118 | 58.5
19.9231 | 58.6
19.9367 | 58.7
19.9488 | 58.8
19.9601 | 58.9
19.9737 | 59
19.9861 | 59.1
20 | 59.2
20.0136 | 59.3
20.0279 | 59.4
20.0374 | 59.5
20.0557 | 59.6
20.1216 | 59.7
20.1315 | 59.8
20.1344 | 59.9
20.1421 | 60
20.1527 | 60.1
20.1604 | 60.2
20.1685 | 60.3
20.182 | 60.4
20.1923 | 60.5
20.2022 | 60.6
20.2095 | 60.7
20.2242 | 60.8
20.2333 | 60.9
20.2458 | 61
20.2553 | 61.1
20.267 | 61.2
20.2787 | 61.3
20.2871 | 61.4
20.2992 | 61.5
20.3073 | 61.6
20.3186 | 61.7
20.33 | 61.8
20.3384 | 61.9
20.3516 | 62
20.3622 | 62.1
20.3714 | 62.2
20.3846 | 62.3
20.3955 | 62.4
20.4036 | 62.5
20.4175 | 62.6
20.4278 | 62.7
20.4384 | 62.8
20.4523 | 62.9
20.4615 | 63
20.4724 | 63.1
20.4831 | 63.2
20.4915 | 63.3
20.5047 | 63.4
20.5157 | 63.5
20.5263 | 63.6
20.5373 | 63.7
20.549 | 63.8
20.5589 | 63.9
20.5713 | 64
20.5834 | 64.1
20.5926 | 64.2
20.6039 | 64.3
20.6127 | 64.4
20.6259 | 64.5
20.6372 | 64.6
20.6493 | 64.7
20.6596 | 64.8
20.6713 | 64.9
20.6859 | 65
20.6944 | 65.1
20.7024 | 65.2
20.7141 | 65.3
20.7255 | 65.4
20.7332 | 65.5
20.7445 | 65.6
20.7515 | 65.7
20.7094 | 65.8
20.7211 | 65.9
20.7357 | 66
20.7434 | 66.1
20.7581 | 66.2
20.7691 | 66.3
20.7801 | 66.4
20.791 | 66.5
20.8053 | 66.6
20.813 | 66.7
20.8269 | 66.8
20.8376 | 66.9
20.8482 | 67
20.8577 | 67.1
20.8723 | 67.2
20.8826 | 67.3
20.8932 | 67.4
20.9035 | 67.5
20.9167 | 67.6
20.9258 | 67.7
20.9361 | 67.8
20.9489 | 67.9
20.9588 | 68
20.969 | 68.1
20.9782 | 68.2
20.9888 | 68.3
21.0012 | 68.4
21.0133 | 68.5
21.0199 | 68.6
21.032 | 68.7
21.0415 | 68.8
21.0536 | 68.9
21.0602 | 69
21.0727 | 69.1
21.0815 | 69.2
21.0932 | 69.3
21.1023 | 69.4
21.1133 | 69.5
21.125 | 69.6
21.1338 | 69.7
21.143 | 69.8
21.1518 | 69.9
21.1627 | 70
21.1715 | 70.1
21.1825 | 70.2
21.1089 | 70.3
21.1173 | 70.4
21.1188 | 70.5
21.1272 | 70.6
21.1324 | 70.7
21.1378 | 70.8
21.151 | 70.9
21.151 | 71
21.1595 | 71.1
21.1649 | 71.2
21.1726 | 71.3
21.177 | 71.4
21.1807 | 71.5
21.1884 | 71.6
21.1931 | 71.7
21.2008 | 71.8
21.2085 | 71.9
21.2118 | 72
21.2195 | 72.1
21.2268 | 72.2
21.2327 | 72.3
21.2356 | 72.4
21.2437 | 72.5
21.2455 | 72.6
21.251 | 72.7
21.2587 | 72.8
21.2697 | 72.9
21.2711 | 73
21.2774 | 73.1
21.2843 | 73.2
21.2887 | 73.3
21.2928 | 73.4
21.3008 | 73.5
21.3052 | 73.6
21.3136 | 73.7
21.3158 | 73.8
21.3257 | 73.9
21.3305 | 74
21.3389 | 74.1
21.3415 | 74.2
21.3517 | 74.3
21.3543 | 74.4
21.3565 | 74.5
21.3667 | 74.6
21.3715 | 74.7
21.3762 | 74.8
21.3847 | 74.9
21.396 | 75
21.407 | 75.1
21.4099 | 75.2
21.4162 | 75.3
21.4272 | 75.4
21.4389 | 75.5
21.4407 | 75.6
21.4528 | 75.7
21.4638 | 75.8
21.4663 | 75.9
21.4795 | 76
21.4832 | 76.1
21.4942 | 76.2
21.5022 | 76.3
21.5081 | 76.4
21.5191 | 76.5
21.5286 | 76.6
21.5359 | 76.7
21.5451 | 76.8
21.5535 | 76.9
21.5627 | 77
21.5681 | 77.1
21.5791 | 77.2
21.5879 | 77.3
21.5934 | 77.4
21.6084 | 77.5
21.6136 | 77.6
21.6194 | 77.7
21.6344 | 77.8
21.6429 | 77.9
21.6483 | 78
21.6546 | 78.1
21.6626 | 78.2
21.674 | 78.3
21.6883 | 78.4
21.6919 | 78.5
21.7029 | 78.6
21.7117 | 78.7
21.7172 | 78.8
21.726 | 78.9
21.7395 | 79
21.7458 | 79.1
21.7542 | 79.2
21.763 | 79.3
21.774 | 79.4
21.7824 | 79.5
21.7945 | 79.6
21.7996 | 79.7
21.8084 | 79.8
21.8197 | 79.9
21.8289 | 80
21.8377 | 80.1
21.8424 | 80.2
21.8516 | 80.3
21.86 | 80.4
21.8728 | 80.5
21.8776 | 80.6
21.8867 | 80.7
21.8999 | 80.8
21.9058 | 80.9
21.9146 | 81
21.9259 | 81.1
21.9369 | 81.2
21.9439 | 81.3
21.9516 | 81.4
21.9607 | 81.5
21.9691 | 81.6
21.9827 | 81.7
21.986 | 81.8
21.9981 | 81.9
22.0083 | 82
22.0182 | 82.1
22.0277 | 82.2
22.0398 | 82.3
22.046 | 82.4
22.0541 | 82.5
22.0662 | 82.6
22.0739 | 82.7
22.0823 | 82.8
22.0922 | 82.9
22.0999 | 83
22.1116 | 83.1
22.1226 | 83.2
22.1306 | 83.3
22.1376 | 83.4
22.1486 | 83.5
22.1563 | 83.6
22.1676 | 83.7
22.2735 | 83.8
22.2826 | 83.9
22.2899 | 84
22.2987 | 84.1
22.305 | 84.2
22.3167 | 84.3
22.3255 | 84.4
22.331 | 84.5
22.3408 | 84.6
22.3504 | 84.7
22.3562 | 84.8
22.3639 | 84.9
22.3734 | 85
22.3819 | 85.1
22.3914 | 85.2
22.3994 | 85.3
22.4086 | 85.4
22.417 | 85.5
22.4254 | 85.6
22.4335 | 85.7
22.4419 | 85.8
22.45 | 85.9
22.4573 | 86
22.4654 | 86.1
22.4734 | 86.2
22.4815 | 86.3
22.4899 | 86.4
22.5005 | 86.5
22.5064 | 86.6
22.517 | 86.7
22.5247 | 86.8
22.5327 | 86.9
22.5434 | 87
22.5485 | 87.1
22.5591 | 87.2
22.5664 | 87.3
22.5741 | 87.4
22.5822 | 87.5
22.5928 | 87.6
22.5979 | 87.7
22.6078 | 87.8
22.6155 | 87.9
22.625 | 88
22.6331 | 88.1
22.6426 | 88.2
22.6499 | 88.3
22.6576 | 88.4
22.6682 | 88.5
22.6752 | 88.6
22.6851 | 88.7
22.6924 | 88.8
22.6906 | 88.9
22.6975 | 89
22.706 | 89.1
22.7151 | 89.2
22.7235 | 89.3
22.732 | 89.4
22.7433 | 89.5
22.7521 | 89.6
22.7583 | 89.7
22.7682 | 89.8
22.7763 | 89.9
22.7884 | 90
22.7957 | 90.1
22.8037 | 90.2
22.8147 | 90.3
22.8217 | 90.4
22.8341 | 90.5
22.8444 | 90.6
22.8502 | 90.7
22.859 | 90.8
22.8645 | 90.9
22.8733 | 91
22.8847 | 91.1
22.8891 | 91.2
22.8957 | 91.3
22.907 | 91.4
22.914 | 91.5
22.9231 | 91.6
22.8224 | 91.7
22.8312 | 91.8
22.84 | 91.9
22.8499 | 92
22.8601 | 92.1
22.8686 | 92.2
22.8795 | 92.3
22.8854 | 92.4
22.8975 | 92.5
22.9059 | 92.6
22.9158 | 92.7
22.9261 | 92.8
22.9348 | 92.9
22.9433 | 93
22.9535 | 93.1
22.9634 | 93.2
22.9726 | 93.3
22.9814 | 93.4
22.9883 | 93.5
22.9978 | 93.6
23.0092 | 93.7
23.0158 | 93.8
23.026 | 93.9
23.0348 | 94
23.0443 | 94.1
23.0517 | 94.2
23.0612 | 94.3
23.07 | 94.4
23.0795 | 94.5
23.0876 | 94.6
23.0985 | 94.7
23.1066 | 94.8
23.1176 | 94.9
23.126 | 95
23.1366 | 95.1
23.1447 | 95.2
23.1546 | 95.3
23.163 | 95.4
23.0059 | 95.5
23.0169 | 95.6
23.0293 | 95.7
23.0348 | 95.8
23.0487 | 95.9
23.0667 | 96
23.0747 | 96.1
23.0846 | 96.2
23.0923 | 96.3
23.1011 | 96.4
23.1073 | 96.5
23.1216 | 96.6
23.1293 | 96.7
23.137 | 96.8
23.1472 | 96.9
23.1549 | 97
23.1659 | 97.1
23.1732 | 97.2
23.1828 | 97.3
23.189 | 97.4
23.1978 | 97.5
23.208 | 97.6
23.2157 | 97.7
23.2252 | 97.8
23.2318 | 97.9
23.2414 | 98
23.2487 | 98.1
23.2578 | 98.2
23.2663 | 98.3
23.2773 | 98.4
23.2857 | 98.5
23.2934 | 98.6
23.3 | 98.7
23.3084 | 98.8
23.3201 | 98.9
23.3241 | 99
23.3271 | 99.1
23.3325 | 99.2
23.3377 | 99.3
23.3439 | 99.4
23.3472 | 99.5
23.3542 | 99.6
23.3564 | 99.7
23.3622 | 99.8
23.3684 | 99.9
23.3703 | 100
23.3758 | 100.1
23.3761 | 100.2
23.3835 | 100.3
23.3886 | 100.4
23.4021 | 100.5
23.4076 | 100.6
23.4201 | 100.7
23.4281 | 100.8
23.4406 | 100.9
23.4197 | 101
23.4278 | 101.1
23.4325 | 101.2
23.4362 | 101.3
23.4446 | 101.4
23.4578 | 101.5
23.4691 | 101.6
23.4849 | 101.7
23.4948 | 101.8
23.5058 | 101.9
23.5171 | 102
23.5321 | 102.1
23.5409 | 102.2
23.5519 | 102.3
23.564 | 102.4
23.575 | 102.5
23.471 | 102.6
23.4768 | 102.7
23.4853 | 102.8
23.4805 | 102.9
23.4735 | 103
23.4717 | 103.1
23.4637 | 103.2
23.4662 | 103.3
23.4578 | 103.4
23.4585 | 103.5
23.4464 | 103.6
23.4516 | 103.7
23.4333 | 103.8
23.4479 | 103.9
23.4655 | 104
23.4724 | 104.1
23.4911 | 104.2
23.5017 | 104.3
23.5105 | 104.4
23.5285 | 104.5
23.5314 | 104.6
23.5471 | 104.7
23.5644 | 104.8
23.5717 | 104.9
23.9639 | 105
23.9731 | 105.1
23.9862 | 105.2
23.9987 | 105.3
24.0089 | 105.4
24.0221 | 105.5
24.0342 | 105.6
24.047 | 105.7
24.0547 | 105.8
24.0653 | 105.9
24.0774 | 106
24.0928 | 106.1
24.1034 | 106.2
24.1155 | 106.3
24.1243 | 106.4
24.14 | 106.5
24.1536 | 106.6
24.1686 | 106.7
24.1737 | 106.8
24.1924 | 106.9
24.1979 | 107
24.2137 | 107.1
24.2184 | 107.2
24.2342 | 107.3
24.247 | 107.4
24.255 | 107.5
24.266 | 107.6
24.281 | 107.7
24.2906 | 107.8
24.3019 | 107.9
24.3151 | 108
24.3242 | 108.1
24.3374 | 108.2
24.3528 | 108.3
24.3693 | 108.4
24.3649 | 108.5
24.3839 | 108.6
24.5011 | 108.7
24.5154 | 108.8
24.5279 | 108.9
24.5443 | 109
24.5586 | 109.1
24.5711 | 109.2
24.5865 | 109.3
24.5996 | 109.4
24.6143 | 109.5
24.6256 | 109.6
24.6403 | 109.7
24.6516 | 109.8
24.6886 | 109.9
24.6963 | 110
24.7044 | 110.1
24.7117 | 110.2
24.719 | 110.3
24.7282 | 110.4
24.7344 | 110.5
24.7425 | 110.6
24.8186 | 110.7
24.8219 | 110.8
24.8234 | 110.9
24.8278 | 111
24.8285 | 111.1
24.8315 | 111.2
24.8377 | 111.3
24.8424 | 111.4
24.8406 | 111.5
24.8439 | 111.6
24.8501 | 111.7
24.856 | 111.8
24.8575 | 111.9
24.849 | 112
24.8604 | 112.1
24.8681 | 112.2
24.8593 | 112.3
24.8655 | 112.4
24.867 | 112.5
24.9398 | 112.6
24.9468 | 112.7
24.9549 | 112.8
24.9593 | 112.9
24.9549 | 113
24.9534 | 113.1
24.9593 | 113.2
24.964 | 113.3
24.9688 | 113.4
24.9699 | 113.5
24.9765 | 113.6
24.9776 | 113.7
24.9776 | 113.8
24.982 | 113.9
25.046 | 114
25.0526 | 114.1
25.0457 | 114.2
25.0545 | 114.3
24.7681 | 114.4
24.748 | 114.5
25.0816 | 114.6
25.0841 | 114.7
25.0578 | 114.8
25.0735 | 114.9
25.0841 | 115
25.0878 | 115.1
25.1024 | 115.2
25.1123 | 115.3
25.1255 | 115.4
25.1317 | 115.5
25.094 | 115.6
25.0973 | 115.7
25.0992 | 115.8
25.1087 | 115.9
25.0988 | 116
25.0948 | 116.1
25.0882 | 116.2
25.0929 | 116.3
25.0937 | 116.4
25.0889 | 116.5
25.0863 | 116.6
25.0834 | 116.7
25.0849 | 116.8
25.0753 | 116.9
25.0805 | 117
25.0669 | 117.1
25.0775 | 117.2
25.064 | 117.3
25.0603 | 117.4
25.0669 | 117.5
25.0204 | 117.6
25.0354 | 117.7
25.0329 | 117.8
25.0219 | 117.9
25.0237 | 118
25.0233 | 118.1
25.0175 | 118.2
25.0072 | 118.3
25.1314 | 118.4
25.1321 | 118.5
25.1314 | 118.6
25.1314 | 118.7
25.1314 | 118.8
25.1303 | 118.9
25.1325 | 119
25.1303 | 119.1
25.1284 | 119.2
25.1328 | 119.3
25.1284 | 119.4
25.1284 | 119.5
25.131 | 119.6
25.1314 | 119.7
25.1252 | 119.8
25.131 | 119.9
25.1317 | 120
25.1255 | 120.1
25.1317 | 120.2
25.1303 | 120.3
25.1222 | 120.4
25.112 | 120.5
25.1149 | 120.6
25.1065 | 120.7
25.4705 | 120.8
25.4731 | 120.9
25.4826 | 121
25.4888 | 121.1
25.4987 | 121.2
25.5009 | 121.3
25.5104 | 121.4
25.5192 | 121.5
25.5269 | 121.6
25.5357 | 121.7
25.5452 | 121.8
25.5514 | 121.9
25.5598 | 122
25.5672 | 122.1
25.5686 | 122.2
25.5789 | 122.3
25.5873 | 122.4
25.5976 | 122.5
25.5998 | 122.6
25.5456 | 122.7
25.5489 | 122.8
25.5609 | 122.9
25.5613 | 123
25.5767 | 123.1
25.588 | 123.2
25.5921 | 123.3
25.6093 | 123.4
25.6075 | 123.5
25.6217 | 123.6
25.632 | 123.7
25.6452 | 123.8
25.6558 | 123.9
25.6591 | 124
25.6767 | 124.1
25.6887 | 124.2
25.3947 | 124.3
25.4167 | 124.4
25.4423 | 124.5
25.4877 | 124.6
25.5199 | 124.7
25.5708 | 124.8
25.5807 | 124.9
25.5668 | 125
25.602 | 125.1
25.6499 | 125.2
25.6708 | 125.3
25.2134 | 125.4
25.3163 | 125.5
25.3493 | 125.6
25.4024 | 125.7
25.4185 | 125.8
25.4112 | 125.9
25.432 | 126
25.4335 | 126.1
25.4591 | 126.2
25.4467 | 126.3
25.4599 | 126.4
25.4624 | 126.5
25.4859 | 126.6
25.4914 | 126.7
25.7876 | 126.8
25.7979 | 126.9
25.7979 | 127
25.8004 | 127.1
25.3035 | 127.2
25.3174 | 127.3
25.6078 | 127.4
25.6166 | 127.5
25.6269 | 127.6
25.6411 | 127.7
25.6448 | 127.8
25.6584 | 127.9
25.6649 | 128
25.6767 | 128.1
25.6844 | 128.2
25.6961 | 128.3
25.706 | 128.4
25.7191 | 128.5
25.732 | 128.6
25.7404 | 128.7
25.7514 | 128.8
25.7624 | 128.9
25.7715 | 129
25.6192 | 129.1
25.6356 | 129.2
25.6477 | 129.3
25.6606 | 129.4
25.6811 | 129.5
25.6913 | 129.6
25.7115 | 129.7
25.7206 | 129.8
25.7353 | 129.9
25.7777 | 130
25.8111 | 130.1
25.8239 | 130.2
25.8459 | 130.3
25.8634 | 130.4
25.8854 | 130.5
25.9125 | 130.6
25.9363 | 130.7
25.9535 | 130.8
25.465 | 130.9
25.4954 | 131
25.517 | 131.1
25.5086 | 131.2
25.4892 | 131.3
25.5163 | 131.4
25.4756 | 131.5
25.4884 | 131.6
25.4954 | 131.7
25.5155 | 131.8
25.5331 | 131.9
25.5463 | 132
25.5529 | 132.1
25.5679 | 132.2
25.5683 | 132.3
25.5815 | 132.4
25.6291 | 132.5
25.6148 | 132.6
25.61 | 132.7
25.6444 | 132.8
25.6686 | 132.9
25.6778 | 133
25.6737 | 133.1
25.6994 | 133.2
25.7151 | 133.3
25.6408 | 133.4
25.6649 | 133.5
25.7514 | 133.6
25.7433 | 133.7
25.7492 | 133.8
25.7422 | 133.9
25.9103 | 134
25.9239 | 134.1
25.9198 | 134.2
25.9264 | 134.3
25.6825 | 134.4
25.68 | 134.5
25.6807 | 134.6
25.6822 | 134.7
25.6818 | 134.8
25.6847 | 134.9
25.6862 | 135
25.6939 | 135.1
25.6983 | 135.2
25.7027 | 135.3
25.617 | 135.4
25.6258 | 135.5
25.6375 | 135.6
25.6481 | 135.7
25.6635 | 135.8
25.6715 | 135.9
25.6796 | 136
25.6913 | 136.1
25.7023 | 136.2
25.7184 | 136.3
25.7316 | 136.4
25.7451 | 136.5
25.7587 | 136.6
25.6067 | 136.7
25.6232 | 136.8
25.6422 | 136.9
25.6642 | 137
25.684 | 137.1
25.7045 | 137.2
25.7232 | 137.3
25.7371 | 137.4
25.758 | 137.5
25.7781 | 137.6
25.7917 | 137.7
25.8078 | 137.8
25.8253 | 137.9
25.8444 | 138
25.8576 | 138.1
25.8741 | 138.2
25.8887 | 138.3
25.9033 | 138.4
25.9165 | 138.5
25.9381 | 138.6
25.788 | 138.7
25.8089 | 138.8
25.8605 | 138.9
25.9066 | 139
25.9396 | 139.1
25.9872 | 139.2
26.0213 | 139.3
26.0681 | 139.4
26.0865 | 139.5
26.137 | 139.6
26.1743 | 139.7
26.2044 | 139.8
26.2304 | 139.9
26.0612 | 140
26.3878 | 140.1
26.245 | 140.2
26.2707 | 140.3
26.7877 | 140.4
26.5252 | 140.5
26.5321 | 140.6
26.5332 | 140.7
26.5457 | 140.8
26.5493 | 140.9
26.7383 | 141
26.7647 | 141.1
26.791 | 141.2
27.2243 | 141.3
27.2349 | 141.4
27.2393 | 141.5
27.2488 | 141.6
27.2539 | 141.7
27.2631 | 141.8
27.269 | 141.9
27.277 | 142
27.2803 | 142.1
27.2891 | 142.2
27.2946 | 142.3
27.3034 | 142.4
27.3092 | 142.5
27.318 | 142.6
27.3239 | 142.7
27.3319 | 142.8
27.3396 | 142.9
27.3433 | 143
27.3513 | 143.1
27.359 | 143.2
27.3671 | 143.3
27.3733 | 143.4
27.3781 | 143.5
27.3858 | 143.6
27.3924 | 143.7
27.4015 | 143.8
27.407 | 143.9
27.4132 | 144
27.4132 | 144
26.8826 | 144.1
26.8925 | 144.2
26.8994 | 144.3
26.9134 | 144.4
26.9229 | 144.5
26.9276 | 144.6
27.6773 | 144.7
27.6736 | 144.8
27.6652 | 144.9
26.9903 | 145
26.9939 | 145.1
26.9936 | 145.2
27.5235 | 145.3
27.5293 | 145.4
27.5363 | 145.5
27.5436 | 145.6
27.5487 | 145.7
27.5345 | 145.8
27.5495 | 145.9
27.5601 | 146
27.5703 | 146.1
27.5736 | 146.2
27.5817 | 146.3
27.5861 | 146.4
27.596 | 146.5
27.6033 | 146.6
27.6088 | 146.7
27.6161 | 146.8
27.6264 | 146.9
27.633 | 147
27.6403 | 147.1
27.8164 | 147.2
27.8219 | 147.3
27.8278 | 147.4
27.8322 | 147.5
27.838 | 147.6
27.8421 | 147.7
27.8487 | 147.8
27.8516 | 147.9
27.8556 | 148
27.8626 | 148.1
27.8673 | 148.2
27.8728 | 148.3
27.8769 | 148.4
27.8835 | 148.5
27.8875 | 148.6
27.8915 | 148.7
27.8966 | 148.8
27.901 | 148.9
27.8893 | 149
27.9117 | 149.1
27.9175 | 149.2
27.9051 | 149.3
27.9256 | 149.4
27.9311 | 149.5
27.9358 | 149.6
27.9413 | 149.7
27.9472 | 149.8
27.9516 | 149.9
27.9398 | 150
27.945 | 150.1
27.9486 | 150.2
27.9556 | 150.3
27.96 | 150.4
27.9633 | 150.5
27.9695 | 150.6
27.9735 | 150.7
27.9805 | 150.8
27.9838 | 150.9
27.9875 | 151
27.9933 | 151.1
27.9973 | 151.2
28.0032 | 151.3
28.0094 | 151.4
28.0131 | 151.5
28.0164 | 151.6
28.0211 | 151.7
28.0281 | 151.8
28.0318 | 151.9
28.0354 | 152
28.253 | 152.1
28.0475 | 152.2
28.0596 | 152.3
28.0633 | 152.4
28.0713 | 152.5
28.0699 | 152.6
28.0746 | 152.7
28.0783 | 152.8
28.0933 | 152.9
28.0959 | 153
28.0933 | 153.1
28.1065 | 153.2
28.1149 | 153.3
28.3302 | 153.4
28.3017 | 153.5
28.1237 | 153.6
28.1299 | 153.7
28.1347 | 153.8
28.1409 | 153.9
28.1453 | 154
28.1512 | 154.1
28.1588 | 154.2
28.1651 | 154.3
28.1709 | 154.4
28.1779 | 154.5
28.183 | 154.6
28.187 | 154.7
28.1936 | 154.8
28.2002 | 154.9
28.2035 | 155
28.2116 | 155.1
28.2156 | 155.2
28.2233 | 155.3
28.2259 | 155.4
28.2332 | 155.5
28.4203 | 155.6
28.4221 | 155.7
28.242 | 155.8
28.2482 | 155.9
28.2548 | 156
28.2592 | 156.1
28.2676 | 156.2
28.2694 | 156.3
28.4474 | 156.4
28.45 | 156.5
28.4481 | 156.6
28.4514 | 156.7
28.454 | 156.8
28.4555 | 156.9
28.4558 | 157
28.4588 | 157.1
28.4624 | 157.2
28.4624 | 157.3
28.4657 | 157.4
28.4683 | 157.5
28.469 | 157.6
28.4723 | 157.7
28.4756 | 157.8
28.4778 | 157.9
28.4818 | 158
28.4851 | 158.1
28.4881 | 158.2
28.4903 | 158.3
28.4932 | 158.4
28.4958 | 158.5
28.4987 | 158.6
28.5027 | 158.7
28.506 | 158.8
28.5075 | 158.9
28.51 | 159
28.5148 | 159.1
28.5159 | 159.2
28.5199 | 159.3
28.5232 | 159.4
28.5262 | 159.5
28.5298 | 159.6
28.5302 | 159.7
28.5353 | 159.8
28.5368 | 159.9
28.5401 | 160
28.5423 | 160.1
28.5474 | 160.2
28.5485 | 160.3
28.5536 | 160.4
28.5544 | 160.5
28.5587 | 160.6
28.5617 | 160.7
28.5642 | 160.8
28.5679 | 160.9
28.5705 | 161
28.9055 | 171
29.1861 | 181
29.3615 | 191
29.2498 | 201
31.0669 | 211
30.2008 | 224
30.2008 | 224
31.6785 | 231
32.0963 | 241
32.2436 | 251
32.6149 | 261
32.809 | 271
33.0368 | 281
33.2576 | 291
33.4055 | 301
33.6579 | 311
33.8919 | 321
33.8864 | 328
33.8864 | 328
34.0977 | 341
34.5533 | 351
35.0949 | 361
35.2838 | 371
35.4691 | 381
35.8218 | 391
36.0316 | 401
36.2188 | 411
36.2188 | 411
36.4627 | 421
36.6051 | 431
36.7538 | 441
36.908 | 451
37.0537 | 461
37.2017 | 471
37.3478 | 481
37.573 | 496
37.573 | 496
37.6492 | 501
37.9989 | 521
37.8806 | 541
38.0432 | 561
38.2304 | 588
38.2304 | 588
38.3142 | 601
38.4311 | 621
38.4684 | 641
38.649 | 661
41.0788 | 681
41.3194 | 694
41.3194 | 694
41.4215 | 701
42.8183 | 801
44.1125 | 901
45.3426 | 1001
67.5697 | 2001

## GreenValley
ORIGINAL HEC RAS Rating Curve - Computed for one side of culvert
Stage (in) | Flow (cfs)
0 | 0
0.91965 | 0.5
3.1458 | 2.5
4.7121 | 5
5.9488 | 7.5
6.938 | 10
7.8451 | 12.5
8.6694 | 15
9.329 | 17.5
10.0709 | 20
10.648 | 22.5
11.3076 | 25
11.8844 | 27.5
12.4421 | 30
12.9995 | 32.5
13.5364 | 35
14.0545 | 37.5
14.5559 | 40
15.0422 | 42.5
15.5146 | 45
15.9742 | 47.5
16.4225 | 50
16.8594 | 52.5
17.2867 | 55
17.7042 | 57.5
18.1133 | 60
19.6708 | 70
21.1235 | 80
22.4898 | 90
23.784 | 100
25.0171 | 110
26.1966 | 120
27.3297 | 130
28.4214 | 140
29.476 | 150
30.497 | 160
31.488 | 170
32.4515 | 180
33.3894 | 190
34.1229 | 198
36.4989 | 225
38.5804 | 250
40.5642 | 275
42.4641 | 300
44.505 | 328
46.0515 | 350
49.4038 | 400
52.5642 | 450
55.5638 | 500
56.4361 | 515
58.4265 | 550
61.1698 | 600
63.8091 | 650
65.0934 | 675
68.8188 | 750
71.2076 | 800
73.0691 | 840
75.786 | 900
77.9865 | 950
80.1344 | 1000
81.608 | 1035
84.285 | 1100
86.2944 | 1150
88.2632 | 1200
90.1942 | 1250
90.9563 | 1270

## Cloverdale
Calibrated Rating Curve
Stage (in) | Flow (cfs)
0 | 0
7.1851 | 0
7.2301 | 0.0021807
7.2784 | 0.0060799
7.326 | 0.0099855
7.3737 | 0.013956
7.4216 | 0.018021
7.4689 | 0.022091
7.511 | 0.025796
7.5568 | 0.029867
7.6022 | 0.03397
7.6798 | 0.040896
7.7241 | 0.045049
7.7673 | 0.049167
7.8098 | 0.053279
7.8523 | 0.057449
7.8951 | 0.061709
7.9373 | 0.065962
7.9794 | 0.070273
8.0215 | 0.07464
8.0636 | 0.079065
8.105 | 0.083479
8.146 | 0.087916
8.1877 | 0.092477
8.2291 | 0.09706
8.2698 | 0.10163
8.3104 | 0.10626
8.3518 | 0.11101
8.3925 | 0.11574
8.4327 | 0.1205
8.4738 | 0.12538
8.514 | 0.13025
8.5543 | 0.13517
8.5939 | 0.14007
8.6334 | 0.14502
8.6733 | 0.15007
8.7133 | 0.15517
8.7521 | 0.16021
8.7913 | 0.16535
8.8304 | 0.17053
8.8678 | 0.17558
8.9055 | 0.18071
8.9432 | 0.1859
8.9802 | 0.19106
9.0172 | 0.19627
9.0538 | 0.20149
9.0919 | 0.20692
9.1344 | 0.21289
9.1721 | 0.21839
9.2098 | 0.22393
9.2465 | 0.22941
9.2845 | 0.2351
9.3215 | 0.24072
9.3589 | 0.24643
9.3955 | 0.25211
9.4329 | 0.25792
9.4695 | 0.2637
9.5065 | 0.26957
9.5427 | 0.2754
9.579 | 0.28128
9.6156 | 0.28726
9.6515 | 0.2932
9.6877 | 0.29923
9.724 | 0.30531
9.7599 | 0.3114
9.7954 | 0.31749
9.8302 | 0.32353
9.865 | 0.32963
9.8994 | 0.33573
9.9305 | 0.34146
9.9617 | 0.34723
9.9928 | 0.35305
10.0239 | 0.3589
10.0554 | 0.36485
10.0858 | 0.3707
10.1166 | 0.37664
10.1481 | 0.38271
10.1785 | 0.38869
10.2096 | 0.3948
10.2404 | 0.4009
10.2711 | 0.40705
10.3019 | 0.41324
10.3323 | 0.41942
10.363 | 0.42569
10.3938 | 0.43201
10.4246 | 0.43837
10.4546 | 0.44466
10.4854 | 0.4511
10.5157 | 0.45753
10.5458 | 0.46396
10.5765 | 0.47052
10.6066 | 0.47702
10.6366 | 0.48357
10.6666 | 0.49015
10.6959 | 0.49668
10.7249 | 0.50318
10.7545 | 0.50984
10.7834 | 0.51643
10.8124 | 0.52306
10.8417 | 0.52978
10.8706 | 0.53648
10.8995 | 0.54323
10.9288 | 0.55007
10.9574 | 0.55684
10.986 | 0.56365
11.0153 | 0.57061
11.0438 | 0.5775
11.0724 | 0.58443
11.1013 | 0.59145
11.1299 | 0.59845
11.1588 | 0.60555
11.187 | 0.61258
11.2152 | 0.61964
11.2434 | 0.62675
11.2727 | 0.63406
11.3005 | 0.64118
11.3287 | 0.6484
11.3569 | 0.65566
11.3855 | 0.66301
11.413 | 0.67023
11.4415 | 0.67766
11.4697 | 0.68507
11.4976 | 0.69246
11.5254 | 0.69989
11.5221 | 0.69642
11.554 | 0.71044
11.5862 | 0.71868
11.6166 | 0.72667
11.6484 | 0.73494
11.6792 | 0.74307
11.7103 | 0.7513
11.7418 | 0.75964
11.7729 | 0.76796
11.8041 | 0.77632
11.8352 | 0.78472
11.866 | 0.7931
11.8967 | 0.80153
11.9275 | 0.81
11.9583 | 0.81851
11.9886 | 0.82699
12.0198 | 0.83565
12.0502 | 0.84422
12.0813 | 0.85628
12.0769 | 0.85551
12.104 | 0.8636
12.1311 | 0.87173
12.1582 | 0.87989
12.1857 | 0.88816
12.2128 | 0.8964
12.2402 | 0.90474
12.2677 | 0.91311
12.2948 | 0.92146
12.3219 | 0.92985
12.349 | 0.93827
12.3757 | 0.94667
12.4032 | 0.95523
12.4299 | 0.9637
12.4871 | 0.97783
12.5134 | 0.98632
12.5398 | 0.99485
12.5654 | 1.0033
12.5911 | 1.0117
12.6171 | 1.0203
12.6427 | 1.0288
12.6691 | 1.0375
12.6951 | 1.0462
12.7207 | 1.0548
12.7467 | 1.0636
12.772 | 1.0722
12.798 | 1.081
12.8236 | 1.0898
12.8496 | 1.0987
12.8749 | 1.1075
12.9009 | 1.1164
12.9265 | 1.1253
12.9521 | 1.1343
12.9778 | 1.1433
13.0031 | 1.1522
13.0338 | 1.1623
13.0583 | 1.1712
13.084 | 1.1803
13.1093 | 1.1894
13.1345 | 1.1985
13.1594 | 1.2076
13.1843 | 1.2167
13.2089 | 1.2258
13.2341 | 1.2351
13.259 | 1.2443
13.2839 | 1.2535
13.3092 | 1.2629
13.3337 | 1.2721
13.3583 | 1.2814
13.3835 | 1.2909
13.4081 | 1.3002
13.433 | 1.3097
13.4575 | 1.3191
13.4824 | 1.3286
13.507 | 1.3381
13.5319 | 1.3477
13.5564 | 1.3572
13.5813 | 1.3669
13.6055 | 1.3764
13.63 | 1.3861
13.6542 | 1.3957
13.6791 | 1.4055
13.7036 | 1.4152
13.7278 | 1.4249
13.752 | 1.4347
13.7827 | 1.4459
13.808 | 1.4559
13.8325 | 1.4658
13.8571 | 1.4758
13.882 | 1.4859
13.9065 | 1.4959
13.9314 | 1.506
13.9559 | 1.5161
13.9805 | 1.5262
14.005 | 1.5364
14.0295 | 1.5466
14.0544 | 1.5569
14.079 | 1.5671
14.1035 | 1.5774
14.1277 | 1.5876
14.1522 | 1.598
14.1768 | 1.6084
14.2013 | 1.6188
14.2255 | 1.6292
14.2496 | 1.6396
14.2742 | 1.6501
14.2987 | 1.6606
14.3232 | 1.6712
14.3474 | 1.6817
14.3716 | 1.6923
14.3958 | 1.7029
14.4199 | 1.7135
14.4448 | 1.7244
14.469 | 1.7351
14.4928 | 1.7457
14.5166 | 1.7564
14.5411 | 1.7673
14.5657 | 1.7782
14.5895 | 1.789
14.6136 | 1.7999
14.6378 | 1.8108
14.6616 | 1.8217
14.6862 | 1.8328
14.71 | 1.8437
14.7341 | 1.8548
14.7576 | 1.8657
14.7817 | 1.8768
14.8059 | 1.8879
14.8297 | 1.899
14.8535 | 1.9102
14.8773 | 1.9213
14.9011 | 1.9325
14.9253 | 1.9439
14.9495 | 1.9552
14.9733 | 1.9665
14.9971 | 1.9778
15.0201 | 1.989
15.0443 | 2.0005
15.0681 | 2.0119
15.0916 | 2.0233
15.1154 | 2.0348
15.1388 | 2.0462
15.163 | 2.0578
15.1864 | 2.0693
15.2102 | 2.0809
15.2336 | 2.0925
15.2567 | 2.104
15.2805 | 2.1157
15.3043 | 2.1275
15.3278 | 2.1391
15.3512 | 2.1508
15.375 | 2.1627
15.3907 | 2.1724
15.4149 | 2.1844
15.4384 | 2.1963
15.4622 | 2.2082
15.4856 | 2.2201
15.5094 | 2.2322
15.5332 | 2.2442
15.5563 | 2.2561
15.5801 | 2.2683
15.6035 | 2.2803
15.6273 | 2.2925
15.6508 | 2.3046
15.6738 | 2.3167
15.6973 | 2.3289
15.7211 | 2.3412
15.7445 | 2.3535
15.7679 | 2.3657
15.8148 | 2.3845
15.8379 | 2.3968
15.8617 | 2.4093
15.8855 | 2.4218
15.9082 | 2.4341
15.932 | 2.4467
15.9554 | 2.4592
15.9789 | 2.4718
16.0023 | 2.4843
16.0254 | 2.4969
16.0488 | 2.5095
16.0719 | 2.5221
16.0953 | 2.5348
16.1188 | 2.5476
16.1418 | 2.5602
16.1653 | 2.573
16.1884 | 2.5858
16.2114 | 2.5985
16.2345 | 2.6113
16.2576 | 2.6242
16.2806 | 2.637
16.3037 | 2.6499
16.3268 | 2.6629
16.3502 | 2.6759
16.3729 | 2.6888
16.396 | 2.7018
16.4191 | 2.7149
16.4421 | 2.7279
16.4648 | 2.7409
16.4875 | 2.754
16.5106 | 2.7672
16.5337 | 2.7804
16.5568 | 2.7936
16.5791 | 2.8067
16.6018 | 2.8198
16.6249 | 2.8332
16.6476 | 2.8464
16.6703 | 2.8597
16.693 | 2.873
16.7351 | 2.8923
16.7574 | 2.9055
16.7805 | 2.9191
16.8029 | 2.9324
16.8252 | 2.9458
16.8479 | 2.9593
16.8702 | 2.9727
16.8929 | 2.9863
16.9146 | 2.9996
16.9376 | 3.0133
16.96 | 3.0269
16.9819 | 3.0403
17.0046 | 3.0541
17.027 | 3.0677
17.049 | 3.0813
17.0717 | 3.0951
17.0936 | 3.1087
17.116 | 3.1225
17.1379 | 3.1361
17.1603 | 3.15
17.1823 | 3.1637
17.2042 | 3.1775
17.2189 | 3.189
17.2408 | 3.2028
17.2628 | 3.2166
17.2848 | 3.2305
17.3068 | 3.2444
17.3287 | 3.2584
17.3507 | 3.2723
17.3727 | 3.2864
17.3947 | 3.3004
17.4163 | 3.3143
17.4382 | 3.3284
17.4602 | 3.3425
17.4818 | 3.3566
17.5038 | 3.3708
17.5254 | 3.3849
17.547 | 3.399
17.5693 | 3.4134
17.5909 | 3.4276
17.6122 | 3.4416
17.6345 | 3.4561
17.6558 | 3.4703
17.6777 | 3.4847
17.6993 | 3.499
17.7209 | 3.5134
17.7422 | 3.5276
17.7642 | 3.5422
17.7858 | 3.5566
17.8074 | 3.5711
17.8293 | 3.5857
17.8502 | 3.6
17.8722 | 3.6147
17.8938 | 3.6293
17.9147 | 3.6437
17.9359 | 3.6582
17.9579 | 3.673
17.9795 | 3.6877
18.0015 | 3.7026
18.0223 | 3.7171
18.0436 | 3.7318
18.0652 | 3.7466
18.0868 | 3.7615
18.108 | 3.7762
18.1296 | 3.7911
18.1509 | 3.8059
18.1718 | 3.8207
18.1937 | 3.8358
18.215 | 3.8507
18.2362 | 3.8656
18.2574 | 3.8806
18.2783 | 3.8955
18.2999 | 3.9106
18.3208 | 3.9255
18.3424 | 3.9407
18.3636 | 3.9558
18.3845 | 3.9708
18.4061 | 3.9861
18.427 | 4.0012
18.4479 | 4.0163
18.4691 | 4.0315
18.49 | 4.0467
18.5116 | 4.0621
18.5325 | 4.0773
18.5541 | 4.0928
18.5746 | 4.108
18.5955 | 4.1233
18.6167 | 4.1387
18.6379 | 4.1542
18.6588 | 4.1696
18.6797 | 4.185
18.7009 | 4.2005
18.7218 | 4.216
18.743 | 4.2316
18.7639 | 4.2471
18.7844 | 4.2626
18.8053 | 4.2781
18.8265 | 4.2939
18.8474 | 4.3095
18.8687 | 4.3253
18.8888 | 4.3407
18.9104 | 4.3567
18.9309 | 4.3723
18.951 | 4.3878
18.9723 | 4.4038
18.9928 | 4.4195
19.014 | 4.4355
19.0345 | 4.4512
19.0558 | 4.4673
19.0763 | 4.4831
19.0968 | 4.4989
19.1177 | 4.5149
19.1382 | 4.5308
19.1587 | 4.5467
19.1796 | 4.5628
19.2008 | 4.5791
19.2209 | 4.5949
19.2422 | 4.6112
19.2623 | 4.6271
19.2828 | 4.6432
19.3033 | 4.6593
19.3239 | 4.6755
19.3444 | 4.6917
19.3649 | 4.7079
19.3857 | 4.7242
19.4066 | 4.7406
19.4268 | 4.7568
19.4473 | 4.7731
19.4678 | 4.7894
19.4886 | 4.8059
19.5088 | 4.8222
19.5293 | 4.8386
19.5494 | 4.8549
19.5707 | 4.8717
19.5905 | 4.8879
19.611 | 4.9044
19.6315 | 4.921
19.652 | 4.9376
19.6729 | 4.9543
19.6926 | 4.9707
19.7131 | 4.9874
19.7333 | 5.0039
19.7538 | 5.0206
19.7743 | 5.0374
19.7941 | 5.0539
19.8149 | 5.0708
19.8347 | 5.0874
19.8556 | 5.1044
19.8754 | 5.121
19.8962 | 5.1381
19.916 | 5.1547
19.9365 | 5.1717
19.9567 | 5.1886
19.9768 | 5.2054
19.9969 | 5.2224
20.0171 | 5.2393
20.0372 | 5.2563
20.0577 | 5.2734
20.0779 | 5.2904
20.098 | 5.3075
20.1182 | 5.3246
20.1383 | 5.3417
20.1584 | 5.3588
20.1782 | 5.3758
20.1987 | 5.3931
20.2185 | 5.4102
20.2386 | 5.4274
20.2588 | 5.4447
20.2789 | 5.462
20.2987 | 5.4792
20.3192 | 5.4967
20.3386 | 5.5137
20.3591 | 5.5313
20.3789 | 5.5486
20.3983 | 5.5657
20.4188 | 5.5834
20.4386 | 5.6007
20.4587 | 5.6183
20.4789 | 5.6358
20.4987 | 5.6533
20.5181 | 5.6706
20.5386 | 5.6884
20.5583 | 5.7059
20.5781 | 5.7235
20.5983 | 5.7412
20.618 | 5.7588
20.6375 | 5.7763
20.658 | 5.7942
20.6777 | 5.8119
20.6975 | 5.8296
20.7173 | 5.8474
20.7374 | 5.8653
20.7568 | 5.8829
20.7766 | 5.9007
20.7968 | 5.9187
20.8165 | 5.9366
20.8359 | 5.9543
20.8557 | 5.9723
20.8755 | 5.9902
20.8949 | 6.008
20.915 | 6.0262
20.9344 | 6.0441
20.9539 | 6.062
20.974 | 6.0802
20.9934 | 6.0982
21.0132 | 6.1163
21.033 | 6.1345
21.052 | 6.1524
21.0725 | 6.1709
21.0916 | 6.1888
21.1113 | 6.2071
21.1304 | 6.2251
21.1501 | 6.2434
21.1703 | 6.2619
21.1893 | 6.28
21.2087 | 6.2982
21.2281 | 6.3165
21.2479 | 6.3349
21.2673 | 6.3533
21.2867 | 6.3716
21.3062 | 6.39
21.3259 | 6.4086
21.3453 | 6.427
21.3647 | 6.4454
21.3838 | 6.4638
21.4032 | 6.4823
21.4233 | 6.5011
21.4424 | 6.5195
21.4618 | 6.5381
21.4812 | 6.5567
21.5006 | 6.5754
21.52 | 6.594
21.5394 | 6.6127
21.5588 | 6.6314
21.5779 | 6.65
21.5969 | 6.6686
21.6167 | 6.6876
21.6361 | 6.7064
21.6552 | 6.7251
21.6746 | 6.744
21.6936 | 6.7627
21.7126 | 6.7815
21.7324 | 6.8006
21.7518 | 6.8196
21.7712 | 6.8386
21.7899 | 6.8573
21.809 | 6.8762
21.8287 | 6.8954
21.8474 | 6.9142
21.8665 | 6.9331
21.8859 | 6.9523
21.9053 | 6.9715
21.9243 | 6.9905
21.9434 | 7.0096
21.9624 | 7.0287
21.9814 | 7.0478
22.0005 | 7.067
22.0195 | 7.0862
22.0389 | 7.1055
22.058 | 7.1248
22.077 | 7.144
22.0961 | 7.1633
22.1155 | 7.1828
22.1342 | 7.2019
22.1532 | 7.2213
22.1726 | 7.2408
22.1909 | 7.2599
22.2103 | 7.2795
22.2294 | 7.299
22.248 | 7.3183
22.2671 | 7.3378
22.2861 | 7.3573
22.3048 | 7.3767
22.3239 | 7.3963
22.3429 | 7.4159
22.3616 | 7.4354
22.3806 | 7.455
22.4 | 7.4749
22.4187 | 7.4944
22.4374 | 7.514
22.4564 | 7.5338
22.4751 | 7.5534
22.4938 | 7.573
22.5125 | 7.5927
22.5315 | 7.6126
22.5505 | 7.6325
22.5688 | 7.652
22.5879 | 7.672
22.6069 | 7.692
22.6249 | 7.7114
22.6443 | 7.7316
22.663 | 7.7515
22.6816 | 7.7714
22.7007 | 7.7915
22.719 | 7.8112
22.7377 | 7.8312
22.7563 | 7.8512
22.775 | 7.8712
22.7941 | 7.8915
22.812 | 7.9112
22.8311 | 7.9314
22.8494 | 7.9514
22.868 | 7.9715
22.8864 | 7.9915
22.905 | 8.0117
22.9241 | 8.0321
22.9427 | 8.0524
22.9614 | 8.0727
22.9797 | 8.0928
22.9984 | 8.1131
23.0167 | 8.1333
23.0354 | 8.1536
23.0541 | 8.174
23.0728 | 8.1945
23.0911 | 8.2147
23.109 | 8.2348
23.1277 | 8.2553
23.1467 | 8.276
23.165 | 8.2964
23.1837 | 8.317
23.202 | 8.3374
23.2207 | 8.358
23.239 | 8.3785
23.2573 | 8.399
23.2756 | 8.4195
23.2943 | 8.4402
23.3126 | 8.4608
23.3309 | 8.4814
23.3496 | 8.5022
23.3679 | 8.5228
23.3862 | 8.5435
23.4042 | 8.564
23.4229 | 8.5849
23.4412 | 8.6056
23.4595 | 8.6264
23.4778 | 8.6472
23.4961 | 8.668
23.5148 | 8.689
23.5331 | 8.7099
23.5507 | 8.7304
23.5693 | 8.7515
23.588 | 8.7726
23.6063 | 8.7936
23.6243 | 8.8144
23.6429 | 8.8356
23.6609 | 8.8564
23.6792 | 8.8775
23.6975 | 8.8986
23.7158 | 8.9197
23.7338 | 8.9406
23.7521 | 8.9618
23.77 | 8.9828
23.788 | 9.0038
23.8066 | 9.0252
23.8246 | 9.0463
23.8429 | 9.0676
23.8612 | 9.0889
23.8792 | 9.11
23.8975 | 9.1314
23.9158 | 9.1528
23.9341 | 9.1742
23.952 | 9.1954
23.9703 | 9.2169
23.9879 | 9.238
24.0066 | 9.2597
24.0245 | 9.281
24.0425 | 9.3024
24.0608 | 9.3239
24.0787 | 9.3453
24.0974 | 9.3672
24.1219 | 9.3923
24.1399 | 9.4138
24.1578 | 9.4353
24.1758 | 9.4568
24.1934 | 9.4782
24.2117 | 9.5
24.2296 | 9.5216
24.2476 | 9.5432
24.2651 | 9.5646
24.2834 | 9.5865
24.301 | 9.608
24.319 | 9.6297
24.3369 | 9.6515
24.3541 | 9.6729
24.3724 | 9.6949
24.3904 | 9.7167
24.408 | 9.7383
24.4259 | 9.7602
24.4438 | 9.7821
24.4614 | 9.8038
24.4794 | 9.8258
24.4973 | 9.8477
24.5149 | 9.8695
24.5328 | 9.8915
24.5504 | 9.9134
24.5684 | 9.9355
24.5859 | 9.9573
24.6039 | 9.9795
24.6215 | 10.0014
24.6398 | 10.0238
24.6566 | 10.0453
24.6746 | 10.0675
24.6921 | 10.0896
24.7101 | 10.1118
24.728 | 10.1341
24.7456 | 10.1562
24.7632 | 10.1783
24.7808 | 10.2005
24.7987 | 10.2229
24.8159 | 10.2448
24.8339 | 10.2673
24.8518 | 10.2897
24.869 | 10.3118
24.887 | 10.3343
24.9045 | 10.3566
24.9221 | 10.3789
24.9393 | 10.4011
24.9573 | 10.4237
24.9749 | 10.4461
24.9924 | 10.4685
25.01 | 10.491
25.028 | 10.5137
25.0452 | 10.536
25.0631 | 10.5587
25.0803 | 10.5811
25.0979 | 10.6036
25.1155 | 10.6262
25.1331 | 10.6489
25.1506 | 10.6715
25.1682 | 10.6942
25.1858 | 10.7169
25.203 | 10.7394
25.2206 | 10.7621
25.2378 | 10.7847
25.2554 | 10.8075
25.2729 | 10.8303
25.2905 | 10.8531
25.3077 | 10.8758
25.3253 | 10.8987
25.3433 | 10.9218
25.3605 | 10.9445
25.3777 | 10.9673
25.3953 | 10.9902
25.4128 | 11.0132
25.4301 | 11.0361
25.4476 | 11.0591
25.4648 | 11.082
25.4828 | 11.1053
25.5004 | 11.1284
25.5172 | 11.1511
25.5348 | 11.1743
25.5524 | 11.1975
25.5685 | 11.2198
25.5864 | 11.2433
25.6036 | 11.2663
25.6208 | 11.2894
25.6388 | 11.3129
25.656 | 11.3361
25.6732 | 11.3592
25.6901 | 11.3821
25.7076 | 11.4056
25.7252 | 11.429
25.7428 | 11.4524
25.7596 | 11.4755
25.7769 | 11.4988
25.7941 | 11.5221
25.8116 | 11.5456
25.8296 | 11.5694
25.8461 | 11.5923
25.8633 | 11.6157
25.8809 | 11.6394
25.8977 | 11.6626
25.9153 | 11.6863
25.9325 | 11.7098
25.9493 | 11.7331
25.9669 | 11.7568
25.9841 | 11.7804
26.0013 | 11.804
26.0189 | 11.8278
26.0361 | 11.8515
26.0555 | 11.8765
26.0728 | 11.9002
26.0896 | 11.9236
26.1072 | 11.9476
26.1244 | 11.9714
26.1412 | 11.9949
26.1584 | 12.0187
26.1764 | 12.043
26.1936 | 12.0668
26.2104 | 12.0905
26.2277 | 12.1143
26.2449 | 12.1383
26.2625 | 12.1624
26.2793 | 12.1862
26.2965 | 12.2101
26.3134 | 12.2339
26.3306 | 12.2579
26.3478 | 12.282
26.3536 | 12.2988
26.3818 | 12.3299
26.3884 | 12.3472
26.4045 | 12.3707
26.4265 | 12.3979
26.4437 | 12.4221
26.4609 | 12.4463
26.4785 | 12.4708
26.4954 | 12.4948
26.5122 | 12.5189
26.5291 | 12.5429
26.5463 | 12.5672
26.5635 | 12.5916
26.5803 | 12.6157
26.5975 | 12.6401
26.6147 | 12.6646
26.632 | 12.689
26.6488 | 12.7132
26.666 | 12.7377
26.6821 | 12.7615
26.6993 | 12.7861
26.7162 | 12.8104
26.7338 | 12.8352
26.7502 | 12.8594
26.7678 | 12.8842
26.7839 | 12.9082
26.8011 | 12.9328
26.8184 | 12.9575
26.8356 | 12.9823
26.8521 | 13.0065
26.8693 | 13.0313
26.8865 | 13.0561
26.9033 | 13.0807
26.9202 | 13.1053
26.9374 | 13.1301
26.9542 | 13.1548
26.9714 | 13.1797
26.9872 | 13.2037
27.0051 | 13.2291
27.0216 | 13.2536
27.0388 | 13.2786
27.0557 | 13.3034
27.0721 | 13.3279
27.0894 | 13.353
27.1062 | 13.3779
27.1234 | 13.403
27.1403 | 13.4279
27.1571 | 13.4528
27.174 | 13.4777
27.1908 | 13.5027
27.208 | 13.528
27.2245 | 13.5527
27.2417 | 13.578
27.2582 | 13.6028
27.2754 | 13.6281
27.2922 | 13.6532
27.3091 | 13.6784
27.3256 | 13.7033
27.3424 | 13.7284
27.3593 | 13.7536
27.3761 | 13.7789
27.3922 | 13.8036
27.4094 | 13.8291
27.4266 | 13.8546
27.4431 | 13.8797
27.4596 | 13.9048
27.4761 | 13.9299
27.4929 | 13.9553
27.5098 | 13.9807
27.5262 | 14.0058
27.5431 | 14.0313
27.5603 | 14.057
27.5764 | 14.082
27.5933 | 14.1075
27.6094 | 14.1325
27.6284 | 14.1596
27.6475 | 14.1867
27.6636 | 14.2118
27.6808 | 14.2377
27.6969 | 14.2629
27.7141 | 14.2888
27.7302 | 14.314
27.7471 | 14.3397
27.7635 | 14.3652
27.78 | 14.3907
27.7969 | 14.4165
27.8137 | 14.4423
27.8302 | 14.4679
27.8467 | 14.4935
27.8632 | 14.5191
27.88 | 14.545
27.8961 | 14.5704
27.913 | 14.5964
27.9298 | 14.6224
27.9459 | 14.6479
27.9628 | 14.6739
27.9789 | 14.6994
27.9957 | 14.7255
28.0122 | 14.7513
28.0283 | 14.7769
28.0452 | 14.803
28.0613 | 14.8286
28.0778 | 14.8546
28.0946 | 14.8808
28.1111 | 14.9067
28.1276 | 14.9327
28.1437 | 14.9585
28.1602 | 14.9845
28.1766 | 15.0105
28.1935 | 15.0369
28.21 | 15.063
28.2264 | 15.0891
28.2426 | 15.115
28.2594 | 15.1414
28.2759 | 15.1676
28.292 | 15.1935
28.3088 | 15.22
28.3246 | 15.2457
28.3414 | 15.2723
28.3579 | 15.2986
28.374 | 15.3246
28.3905 | 15.351
28.407 | 15.3773
28.4227 | 15.4032
28.4396 | 15.4299
28.4561 | 15.4563
28.4725 | 15.4828
28.489 | 15.5092
28.5051 | 15.5355
28.5212 | 15.5617
28.5381 | 15.5885
28.5546 | 15.6151
28.5703 | 15.6411
28.5868 | 15.6678
28.6029 | 15.6941
28.6194 | 15.7208
28.6359 | 15.7475
28.652 | 15.7739
28.6681 | 15.8003
28.6849 | 15.8274
28.701 | 15.8539
28.7172 | 15.8804
28.7336 | 15.9072
28.7498 | 15.9337
28.7662 | 15.9606
28.7827 | 15.9875
28.7988 | 16.0141
28.8149 | 16.0408
28.8314 | 16.0677
28.8475 | 16.0944
28.8636 | 16.1211
28.8809 | 16.1487
28.897 | 16.1754
28.9127 | 16.2019
28.9292 | 16.229
28.9449 | 16.2556
28.9614 | 16.2827
30.5596 | 19.0676
32.1105 | 22.0282
33.6244 | 25.1645
35.0988 | 28.4665
36.531 | 31.9233
37.9325 | 35.5393
39.2974 | 39.3012
40.2166 | 41.9989
40.2166 | 41.9989
41.8876 | 47.1922
47.4108 | 68.3839
52.7501 | 92.9577
57.0026 | 118.576
59.2006 | 141.4966
60.8588 | 164.26
62.5126 | 188.1365
63.8353 | 211.8995
65.306 | 237.1662
66.5988 | 261.4342
66.958 | 284.5607
67.3173 | 306.7195
68.3295 | 332.6763
69.2754 | 358.9384
70.0199 | 384.6108
70.7633 | 410.7826
72.4189 | 443.6661
72.6068 | 467.1913
73.0829 | 493.0012
73.6285 | 510.6413
73.6703 | 510.9622
74.2679 | 524.6815
74.8436 | 552.1934
75.2886 | 578.9852
75.4889 | 603.9162
76.8098 | 662.952
77.6276 | 718.6505
78.3014 | 773.895
78.9331 | 829.5693
79.1993 | 881.6276
79.5095 | 934.6162
79.5095 | 934.6162
79.4037 | 933.2482
80.2841 | 994.3449
81.3351 | 1059.0774
82.3568 | 1124.8015
82.7051 | 1181.3781
83.4833 | 1245.4481
83.5327 | 1298.1826
84.0894 | 1339.0333
84.0927 | 1339.0907
84.3365 | 1416.8021
85.2539 | 1486.7505
85.8065 | 1550.7511
86.0698 | 1609.599
86.8711 | 1680.1506
87.4929 | 1747.8859
88.2015 | 1818.4157
88.2015 | 1818.4157
89.3643 | 1900.4132
91.0095 | 1995.4808
92.6547 | 2441.5846
92.6331 | 2423.5318
92.6331 | 2423.5318
92.6385 | 2441.1242
93.394 | 2579.9826
93.6786 | 2706.159
95.5745 | 3005.9654
96.8346 | 3225.6608
96.8346 | 3225.6608

## Guejito
Calibrated Rating Curve
Stage (in) | Flow (cfs)
0 | 0
3.901 | 1
5.4325 | 1.25
5.8097 | 1.5
6.1228 | 1.75
6.4044 | 2
6.634 | 2.25
6.8252 | 2.5
7.0043 | 2.75
7.1636 | 3
7.48 | 3.5
7.774 | 4
8.0421 | 4.5
8.2538 | 5
8.4757 | 5.5
8.7123 | 6
8.91 | 6.5
9.103 | 7
9.2872 | 7.5
9.4476 | 8
9.6329 | 8.5
9.8043 | 9
9.9526 | 9.5
10.1053 | 10
10.2511 | 10.5
10.3932 | 11
10.5312 | 11.5
10.6656 | 12
10.7967 | 12.5
10.9707 | 13
11.0974 | 13.5
11.2252 | 14
11.3219 | 14.5
11.4383 | 15
11.5533 | 15.5
11.7104 | 16
11.8141 | 16.5
11.9199 | 17
12.0213 | 17.5
12.1283 | 18
12.2286 | 18.5
12.3275 | 19
12.4264 | 19.5
12.5253 | 20
12.6216 | 20.5
12.7153 | 21
12.8091 | 21.5
12.9127 | 22
13.0032 | 22.5
13.0929 | 23
13.1808 | 23.5
13.2672 | 24
13.365 | 24.5
13.4617 | 25
13.5327 | 25.5
13.6133 | 26
13.692 | 26.5
13.77 | 27
13.8619 | 27.5
13.9381 | 28
14.0143 | 28.5
14.0893 | 29
14.164 | 29.5
14.2377 | 30
14.3113 | 30.5
14.3841 | 31
14.5284 | 32
14.6702 | 33
14.81 | 34
14.9481 | 35
15.0488 | 36
15.1883 | 37
15.318 | 38
15.4451 | 39
15.5696 | 40
15.6922 | 41
15.8142 | 42
15.9347 | 43
16.0537 | 44
16.1709 | 45
16.2873 | 46
16.4023 | 47
16.5488 | 48
16.6616 | 49
16.7737 | 50
16.8846 | 51
16.9945 | 52
17.1033 | 53
17.2113 | 54
17.3182 | 55
17.4252 | 56
17.5303 | 57
17.6343 | 58
17.7361 | 59
17.8371 | 60
17.9382 | 61
18.036 | 62
18.1341 | 63
18.2312 | 64
18.3279 | 65
18.4234 | 66
18.5187 | 67
18.6131 | 68
18.7076 | 69
18.8006 | 70
18.8937 | 71
18.9856 | 72
19.0775 | 73
19.1687 | 74
19.2588 | 75
19.3492 | 76
19.4386 | 77
19.5276 | 78
19.6158 | 79
19.7037 | 80
19.7916 | 81
19.8784 | 82
19.9652 | 83
20.0513 | 84
20.1369 | 85
20.2219 | 86
20.3065 | 87
20.3911 | 88
20.4746 | 89
20.5581 | 90
20.6412 | 91
20.7243 | 92
20.806 | 93
20.8877 | 94
20.9693 | 95
21.0503 | 96
21.1308 | 97
21.211 | 98
21.2909 | 99
21.3703 | 100
21.4494 | 101
21.5282 | 102
21.6069 | 103
21.6849 | 104
21.7629 | 105
21.8406 | 106
21.9164 | 107
21.9933 | 108
22.0698 | 109
22.1463 | 110
22.2222 | 111
22.2976 | 112
22.3727 | 113
22.4481 | 114
22.5232 | 115
22.5968 | 116
22.6689 | 117
22.7418 | 118
22.8136 | 119
22.8854 | 120
22.9568 | 121
23.0278 | 122
23.0989 | 123
23.1695 | 124
23.2399 | 125
23.3102 | 126
23.3801 | 127
23.4497 | 128
23.5196 | 129
23.5885 | 130
23.6577 | 131
23.7265 | 132
23.795 | 133
23.8635 | 134
23.9309 | 135
23.999 | 136
24.0668 | 137
24.1341 | 138
24.2019 | 139
24.2689 | 140
24.344 | 141
24.4103 | 142
24.4769 | 143
24.5436 | 144
24.6091 | 145
24.6747 | 146
24.7402 | 147
24.8058 | 148
24.871 | 149
24.9361 | 150
25.0006 | 151
25.3214 | 156
25.6371 | 161
25.9487 | 166
26.2563 | 171
26.5592 | 176
26.8587 | 181
27.1543 | 186
27.4462 | 191
27.7344 | 196
28.0196 | 201
28.3016 | 206
28.5803 | 211
28.8539 | 216
29.1234 | 221
29.3907 | 226
29.6551 | 231
29.917 | 236
30.1763 | 241
30.433 | 246
30.6875 | 251
30.9391 | 256
31.1892 | 261
31.4368 | 266
31.6752 | 271
31.9169 | 276
32.156 | 281
32.3933 | 286
32.6284 | 291
32.8624 | 296
33.0935 | 301
33.3235 | 306
33.5513 | 311
33.7779 | 316
33.9581 | 320
34.0024 | 321
34.2152 | 326
34.4382 | 331
34.6594 | 336
34.8799 | 341
35.0974 | 346
35.3131 | 351
35.5273 | 356
35.7394 | 361
35.9496 | 366
36.1587 | 371
36.3667 | 376
36.5732 | 381
36.7787 | 386
36.9823 | 391
37.1852 | 396
37.3862 | 401
37.7751 | 411
38.1684 | 421
38.5566 | 431
38.9404 | 441
39.3209 | 451
39.697 | 461
40.0731 | 471
40.4419 | 481
40.8074 | 491
41.1684 | 501
41.5273 | 511
41.8826 | 521
42.2337 | 531
42.5831 | 541
42.9288 | 551
43.2709 | 561
43.6111 | 571
43.9516 | 581
44.2864 | 591
44.6174 | 601
45.2726 | 621
45.9211 | 641
46.5561 | 661
47.1813 | 681
47.7976 | 701
48.4055 | 721
49.005 | 741
49.5964 | 761
50.1802 | 781
50.758 | 801
51.3279 | 821
51.8966 | 841
52.4525 | 861
53.0014 | 881
54.9834 | 901
55.4715 | 921
55.9465 | 941
56.4094 | 961
56.9042 | 981
57.3982 | 1001
57.8838 | 1021
58.3591 | 1041
58.8209 | 1061
59.2728 | 1081
59.7163 | 1101
60.1499 | 1121
60.574 | 1141
60.9896 | 1161
61.1936 | 1171
61.3961 | 1181
61.7934 | 1201
65.2977 | 1401
68.1014 | 1601
70.2496 | 1801
84.6036 | 2001
85.7938 | 2171
90.1719 | 2401
95.267 | 2601
98.9437 | 2801
102.504 | 3001
105.8168 | 3201
112.436 | 3601
112.7374 | 3801
113.3142 | 3871
114.4586 | 4001
118.8414 | 4501
122.4416 | 5001
125.8423 | 5491
129.5264 | 6001
132.4612 | 6501
135.4117 | 7001
137.1142 | 7351
140.6881 | 8001
142.9692 | 8501
145.5191 | 9001
148.1214 | 9581
149.9723 | 10001
154.4774 | 11001
158.4383 | 12001
160.8271 | 12601

## Sycamore
Calibrated Rating Curve
Stage (in) | Flow (cfs)
0 | 0
1.1382 | 0
5.4467 | 0.25
6.1345 | 0.5
6.738 | 0.75
7.3082 | 1
7.7791 | 1.25
8.2537 | 1.5
8.6961 | 1.75
9.1681 | 2
9.5578 | 2.25
9.9745 | 2.5
10.3393 | 2.75
10.7106 | 3
11.0651 | 3.25
11.8697 | 4.25
12.111 | 4.5
12.3476 | 4.75
12.5801 | 5
12.8061 | 5.25
13.0339 | 5.5
13.2554 | 5.75
13.4741 | 6
13.6901 | 6.25
13.9029 | 6.5
14.1127 | 6.75
14.32 | 7
14.5251 | 7.25
14.7276 | 7.5
14.9279 | 7.75
15.126 | 8
15.3223 | 8.25
15.516 | 8.5
15.7845 | 8.75
15.8984 | 9
16.0877 | 9.25
16.2745 | 9.5
16.4598 | 9.75
16.6436 | 10
16.826 | 10.25
17.0069 | 10.5
17.1863 | 10.75
17.3639 | 11
17.5408 | 11.25
17.7159 | 11.5
17.8906 | 11.75
18.063 | 12
18.2348 | 12.25
18.4055 | 12.5
18.575 | 12.75
18.7431 | 13
18.9112 | 13.25
18.917 | 13.5
19.0727 | 13.75
19.2283 | 14
19.3829 | 14.25
19.5367 | 14.5
19.6894 | 14.75
19.8414 | 15
19.9919 | 15.25
20.1428 | 15.5
20.2922 | 15.75
20.4409 | 16
20.5892 | 16.25
20.7364 | 16.5
20.8825 | 16.75
21.0283 | 17
21.1736 | 17.25
21.3176 | 17.5
21.4611 | 17.75
21.6039 | 18
21.7464 | 18.25
21.8881 | 18.5
22.0291 | 18.75
22.1686 | 19
22.3085 | 19.25
22.4451 | 19.5
22.5803 | 19.75
22.7139 | 20
22.9754 | 20.5
23.1732 | 21
23.4478 | 21.5
23.6745 | 22
23.8986 | 22.5
24.1114 | 23
24.3212 | 23.5
24.523 | 24
24.6109 | 24.5
24.7955 | 25
24.9753 | 25.5
25.1518 | 26
25.3239 | 26.5
25.4876 | 27
25.6736 | 27.5
25.719 | 28
25.9333 | 28.5
26.1464 | 29
26.3585 | 29.5
26.4152 | 30
26.6408 | 30.5
26.6855 | 31
26.8104 | 31.5
26.9437 | 32
27.1198 | 32.5
27.3176 | 33
27.4827 | 33.5
27.6351 | 34
27.7482 | 34.5
27.9097 | 35
28.0361 | 35.5
28.1609 | 36
28.2836 | 36.5
28.4034 | 37
28.5312 | 37.5
28.6579 | 38
28.7839 | 38.5
28.9087 | 39
29.0325 | 39.5
29.1567 | 40
29.2801 | 40.5
29.4042 | 41
29.5247 | 41.5
29.6448 | 42
29.8971 | 42.5
29.9828 | 43
30.0682 | 43.5
30.1524 | 44
30.2359 | 44.5
30.3179 | 45
30.4 | 45.5
30.4805 | 46
30.5611 | 46.5
30.8006 | 47
30.9116 | 47.5
31.0221 | 48
31.0181 | 48.5
31.1338 | 49
31.2313 | 49.5
31.3294 | 50
31.6253 | 51
31.8333 | 52
32.038 | 53
32.2394 | 54
32.439 | 55
32.6357 | 56
32.8301 | 57
33.0213 | 58
33.2092 | 59
33.2626 | 60
33.4402 | 61
33.6168 | 62
33.7914 | 63
33.965 | 64
34.1375 | 65
34.3071 | 66
34.4557 | 67
34.8875 | 68
34.9714 | 69
35.0812 | 70
35.1431 | 71
35.2442 | 72
35.3786 | 73
35.5328 | 74
35.6836 | 75
35.8312 | 76
35.9752 | 77
36.1293 | 78
36.278 | 79
36.4245 | 80
36.5706 | 81
36.7149 | 82
36.8596 | 83
37.0027 | 84
37.1445 | 85
37.344 | 86
37.4253 | 87
37.6312 | 88
37.7743 | 89
37.9322 | 90
38.0702 | 91
38.2087 | 92
38.3449 | 93
38.4808 | 94
38.6163 | 95
38.751 | 96
38.8854 | 97
39.0187 | 98
39.1509 | 99
39.2831 | 100
39.4142 | 101
39.545 | 102
39.675 | 103
39.8035 | 104
39.9324 | 105
40.061 | 106
40.1284 | 107
40.3342 | 108
40.462 | 109
40.5894 | 110
40.7158 | 111
40.8417 | 112
40.9681 | 113
41.0937 | 114
41.2508 | 115
41.342 | 116
41.4493 | 117
41.5591 | 118
41.6796 | 119
41.799 | 120
41.918 | 121
42.2227 | 123
42.3809 | 124
42.3849 | 125
42.5051 | 126
42.6244 | 127
42.7446 | 128
42.8588 | 129
43.0698 | 130
43.2089 | 131
43.3408 | 132
43.4773 | 133
43.6238 | 134
43.7626 | 135
43.8531 | 136
44.0263 | 137
44.1596 | 138
44.2925 | 139
44.3661 | 140
44.4811 | 141
44.6122 | 142
44.7411 | 143
44.9078 | 144
45.0381 | 145
45.1667 | 146
45.2956 | 147
45.4249 | 148
45.553 | 149
45.6999 | 150
45.8262 | 151
45.9588 | 152
46.0807 | 153
46.1862 | 154
46.2847 | 155
46.3895 | 156
46.4942 | 157
46.6066 | 158
46.7198 | 159
46.8315 | 160
46.9435 | 161
47.0556 | 162
47.1677 | 163
47.2416 | 164
47.3533 | 165
47.4643 | 166
47.5753 | 167
47.6855 | 168
47.7964 | 169
47.9063 | 170
48.0173 | 171
48.2169 | 172
48.3421 | 173
48.4351 | 174
48.5431 | 175
48.7024 | 176
48.8383 | 177
48.9833 | 178
49.1181 | 179
49.2551 | 180
49.3891 | 181
49.5411 | 182
49.6978 | 183
49.852 | 184
49.9897 | 185
50.1255 | 186
50.2614 | 187
50.3947 | 188
50.5492 | 189
50.6968 | 190
50.8587 | 191
50.9766 | 192
51.1026 | 193
51.2403 | 194
51.3725 | 195
51.5413 | 196
51.6409 | 197
51.8163 | 230
52.3799 | 235
52.945 | 240
53.5082 | 245
54.0781 | 250
54.6373 | 255
54.9888 | 260
55.3865 | 265
55.886 | 270
56.3592 | 275
56.8166 | 280
57.9244 | 285
58.8926 | 290
59.1856 | 295
59.5291 | 300
60.181 | 310
60.7808 | 320
61.3598 | 330
61.796 | 340
62.3273 | 350
62.7496 | 360
63.1813 | 370
63.4721 | 380
63.9449 | 390
64.2997 | 400
64.8758 | 410
65.1318 | 480
65.3929 | 490
66.7618 | 500
66.8856 | 510
67.0485 | 520
67.1192 | 530
67.2836 | 540
67.4334 | 550
67.6506 | 560
67.9611 | 580
68.0186 | 582
68.3423 | 590
68.4031 | 600
68.8752 | 620
69.0934 | 640
69.5409 | 660
70.0668 | 680
70.5817 | 700
71.7536 | 800
72.6786 | 900
73.5495 | 1000
74.5529 | 1200
79.9304 | 2400
81.994 | 2600
84.928 | 2890
85.9618 | 3000
87.757 | 3200
89.4284 | 3400
91.195 | 3630
92.468 | 3800
93.8852 | 4000
95.3574 | 4200
96.6746 | 4400
97.834 | 4580

## El Ku
Python calibrated rating curve
Stage (in) | Flow (gpm)
0 | 0
0.012 | 0.076475
0.024 | 0.24285
0.036 | 0.47744
0.048 | 0.77134
0.06 | 1.1191
0.072 | 1.5168
0.084 | 1.9617
0.096 | 2.4512
0.108 | 2.9837
0.12 | 3.5574
0.132 | 4.1709
0.144 | 4.8231
0.156 | 5.513
0.168 | 6.2395
0.18 | 7.0018
0.192 | 7.7992
0.204 | 8.631
0.216 | 9.4965
0.228 | 10.3952
0.24 | 11.3264
0.252 | 12.2898
0.264 | 13.2848
0.276 | 14.311
0.288 | 15.368
0.3 | 16.4554
0.312 | 17.5729
0.324 | 18.7201
0.336 | 19.8966
0.348 | 21.1023
0.36 | 22.3368
0.372 | 23.5999
0.384 | 24.8912
0.396 | 26.2106
0.408 | 27.5578
0.42 | 28.9325
0.432 | 30.3347
0.444 | 31.764
0.456 | 33.2204
0.468 | 34.7035
0.48 | 36.2133
0.492 | 37.7495
0.504 | 39.312
0.516 | 40.9007
0.528 | 42.5153
0.54 | 44.1558
0.552 | 45.822
0.564 | 47.5139
0.576 | 49.2311
0.588 | 50.9737
0.6 | 52.7415
0.612 | 54.5345
0.624 | 56.3524
0.636 | 58.1952
0.648 | 60.0628
0.66 | 61.9551
0.672 | 63.872
0.684 | 65.8135
0.696 | 67.7793
0.708 | 69.7695
0.72 | 71.7839
0.732 | 73.8226
0.744 | 75.8853
0.756 | 77.9721
0.768 | 80.0828
0.78 | 82.2174
0.792 | 84.3759
0.804 | 86.5581
0.816 | 88.764
0.828 | 90.9936
0.84 | 93.2468
0.852 | 95.5235
0.864 | 97.8237
0.876 | 100.1473
0.888 | 102.4943
0.9 | 104.8646
0.912 | 107.2582
0.924 | 109.675
0.936 | 112.1151
0.948 | 114.5783
0.96 | 117.0646
0.972 | 119.574
0.984 | 122.1064
0.996 | 124.6619
1.008 | 127.2403
1.02 | 129.8416
1.032 | 132.4659
1.044 | 135.113
1.056 | 137.7829
1.068 | 140.4757
1.08 | 143.1913
1.092 | 145.9296
1.104 | 148.6907
1.116 | 151.4744
1.128 | 154.2809
1.14 | 157.11
1.152 | 159.9617
1.164 | 162.8361
1.176 | 165.7331
1.188 | 168.6526
1.2 | 171.5947
1.212 | 174.5594
1.224 | 177.5466
1.236 | 180.5563
1.248 | 183.5885
1.26 | 186.6431
1.272 | 189.7203
1.284 | 192.8199
1.296 | 195.9419
1.308 | 199.0864
1.32 | 202.2532
1.332 | 205.4425
1.344 | 208.6542
1.356 | 211.8883
1.368 | 215.1448
1.38 | 218.4236
1.392 | 221.7248
1.404 | 225.0483
1.416 | 228.3942
1.428 | 231.7625
1.44 | 235.1531
1.452 | 238.566
1.464 | 242.0012
1.476 | 245.4588
1.488 | 248.9387
1.5 | 252.4409
1.512 | 255.9655
1.524 | 259.5123
1.536 | 263.0815
1.548 | 266.673
1.56 | 270.2868
1.572 | 273.9229
1.584 | 277.5813
1.596 | 281.262
1.608 | 284.965
1.62 | 288.6904
1.632 | 292.438
1.644 | 296.208
1.656 | 300.0003
1.668 | 303.8149
1.68 | 307.6518
1.692 | 311.5111
1.704 | 315.3926
1.716 | 319.2966
1.728 | 323.2228
1.74 | 327.1714
1.752 | 331.1424
1.764 | 335.1357
1.776 | 339.1513
1.788 | 343.1893
1.8 | 347.2497
1.812 | 351.3325
1.824 | 355.4376
1.836 | 359.5652
1.848 | 363.7151
1.86 | 367.8874
1.872 | 372.0821
1.884 | 376.2993
1.896 | 380.5389
1.908 | 384.8009
1.92 | 389.0853
1.932 | 393.3922
1.944 | 397.7216
1.956 | 402.0734
1.968 | 406.4477
1.98 | 410.8445
1.992 | 415.2638
2.004 | 419.7056
2.016 | 424.1699
2.028 | 428.6567
2.04 | 433.1661
2.052 | 437.698
2.064 | 442.2525
2.076 | 446.8296
2.088 | 451.4292
2.1 | 456.0514
2.112 | 460.6963
2.124 | 465.3637
2.136 | 470.0538
2.148 | 474.7665
2.16 | 479.5019
2.172 | 484.2599
2.184 | 489.0406
2.196 | 493.844
2.208 | 498.6701
2.22 | 503.5189
2.232 | 508.3905
2.244 | 513.2848
2.256 | 518.2018
2.268 | 523.1416
2.28 | 528.1042
2.292 | 533.0896
2.304 | 538.0978
2.316 | 543.1289
2.328 | 548.1827
2.34 | 553.2595
2.352 | 558.359
2.364 | 563.4815
2.376 | 568.6269
2.388 | 573.7952
2.4 | 578.9864
2.412 | 584.2006
2.424 | 589.4377
2.436 | 594.6978
2.448 | 599.9809
2.46 | 605.287
2.472 | 610.6161
2.484 | 615.9682
2.496 | 621.3434
2.508 | 626.7417
2.52 | 632.1631
2.532 | 637.6075
2.544 | 643.0751
2.556 | 648.5658
2.568 | 654.0796
2.58 | 659.6167
2.592 | 665.1769
2.604 | 670.7603
2.616 | 676.3669
2.628 | 681.9968
2.64 | 687.6499
2.652 | 693.3262
2.664 | 699.0259
2.676 | 704.7489
2.688 | 710.4951
2.7 | 716.2648
2.712 | 722.0577
2.724 | 727.8741
2.736 | 733.7138
2.748 | 739.577
2.76 | 745.4635
2.772 | 751.3736
2.784 | 757.307
2.796 | 763.264
2.808 | 769.2444
2.82 | 775.2484
2.832 | 781.2759
2.844 | 787.327
2.856 | 793.4016
2.868 | 799.4998
2.88 | 805.6217
2.892 | 811.7671
2.904 | 817.9362
2.916 | 824.129
2.928 | 830.3454
2.94 | 836.5856
2.952 | 842.8494
2.964 | 849.137
2.976 | 855.4484
2.988 | 861.7835
3 | 868.1425
3.012 | 874.5252
3.024 | 880.9318
3.036 | 887.3623
3.048 | 893.8166
3.06 | 900.2948
3.072 | 906.7969
3.084 | 913.3229
3.096 | 919.8729
3.108 | 926.4469
3.12 | 933.0449
3.132 | 939.6669
3.144 | 946.3129
3.156 | 952.9829
3.168 | 959.677
3.18 | 966.3952
3.192 | 973.1376
3.204 | 979.904
3.216 | 986.6946
3.228 | 993.5094
3.24 | 1000.3483
3.252 | 1007.2115
3.264 | 1014.0989
3.276 | 1021.0105
3.288 | 1027.9464
3.3 | 1034.9066
3.312 | 1041.8911
3.324 | 1048.8999
3.336 | 1055.9331
3.348 | 1062.9907
3.36 | 1070.0726
3.372 | 1077.179
3.384 | 1084.3098
3.396 | 1091.465
3.408 | 1098.6448
3.42 | 1105.849
3.432 | 1113.0777
3.444 | 1120.331
3.456 | 1127.6088
3.468 | 1134.9112
3.48 | 1142.2382
3.492 | 1149.5898
3.504 | 1156.966
3.516 | 1164.3669
3.528 | 1171.7925
3.54 | 1179.2428
3.552 | 1186.7178
3.564 | 1194.2176
3.576 | 1201.7421
3.588 | 1209.2914
3.6 | 1216.8655
3.612 | 1224.4644
3.624 | 1232.0882
3.636 | 1239.7369
3.648 | 1247.4104
3.66 | 1255.1089
3.672 | 1262.8323
3.684 | 1270.5806
3.696 | 1278.3539
3.708 | 1286.1523
3.72 | 1293.9756
3.732 | 1301.824
3.744 | 1309.6974
3.756 | 1317.5959
3.768 | 1325.5195
3.78 | 1333.4683
3.792 | 1341.4422
3.804 | 1349.4412
3.816 | 1357.4655
3.828 | 1365.5149
3.84 | 1373.5896
3.852 | 1381.6896
3.864 | 1389.8148
3.876 | 1397.9653
3.888 | 1406.1411
3.9 | 1414.3423
3.912 | 1422.5688
3.924 | 1430.8207
3.936 | 1439.098
3.948 | 1447.4008
3.96 | 1455.729
3.972 | 1464.0826
3.984 | 1472.4618
3.996 | 1480.8664
4.008 | 1489.2966
4.02 | 1497.7524
4.032 | 1506.2337
4.044 | 1514.7406
4.056 | 1523.2732
4.068 | 1531.8314
4.08 | 1540.4152
4.092 | 1549.0248
4.104 | 1557.66
4.116 | 1566.321
4.128 | 1575.0077
4.14 | 1583.7203
4.152 | 1592.4586
4.164 | 1601.2227
4.176 | 1610.0126
4.188 | 1618.8285
4.2 | 1627.6702
4.212 | 1636.5378
4.224 | 1645.4313
4.236 | 1654.3508
4.248 | 1663.2963
4.26 | 1672.2677
4.272 | 1681.2652
4.284 | 1690.2887
4.296 | 1699.3383
4.308 | 1708.4139
4.32 | 1717.5157
4.332 | 1726.6436
4.344 | 1735.7976
4.356 | 1744.9778
4.368 | 1754.1842
4.38 | 1763.4168
4.392 | 1772.6756
4.404 | 1781.9607
4.416 | 1791.2721
4.428 | 1800.6098
4.44 | 1809.9738
4.452 | 1819.3641
4.464 | 1828.7808
4.476 | 1838.224
4.488 | 1847.6935
4.5 | 1857.1894
4.512 | 1866.7119
4.524 | 1876.2608
4.536 | 1885.8362
4.548 | 1895.4381
4.56 | 1905.0665
4.572 | 1914.7216
4.584 | 1924.4032
4.596 | 1934.1114
4.608 | 1943.8463
4.62 | 1953.6079
4.632 | 1963.3961
4.644 | 1973.211
4.656 | 1983.0526
4.668 | 1992.921
4.68 | 2002.8162
4.692 | 2012.7381
4.704 | 2022.6869
4.716 | 2032.6625
4.728 | 2042.6649
4.74 | 2052.6943
4.752 | 2062.7505
4.764 | 2072.8336
4.776 | 2082.9438
4.788 | 2093.0808
4.8 | 2103.2449
4.812 | 2113.436
4.824 | 2123.6541
4.836 | 2133.8993
4.848 | 2144.1715
4.86 | 2154.4709
4.872 | 2164.7974
4.884 | 2175.151
4.896 | 2185.5318
4.908 | 2195.9398
4.92 | 2206.3751
4.932 | 2216.8375
4.944 | 2227.3272
4.956 | 2237.8442
4.968 | 2248.3885
4.98 | 2258.9601
4.992 | 2269.5591
5.004 | 2280.1855
5.016 | 2290.8392
5.028 | 2301.5204
5.04 | 2312.229
5.052 | 2322.965
5.064 | 2333.7286
5.076 | 2344.5196
5.088 | 2355.3382
5.1 | 2366.1843
5.112 | 2377.058
5.124 | 2387.9593
5.136 | 2398.8883
5.148 | 2409.8448
5.16 | 2420.829
5.172 | 2431.8409
5.184 | 2442.8806
5.196 | 2453.9479
5.208 | 2465.043
5.22 | 2476.1659
5.232 | 2487.3165
5.244 | 2498.495
5.256 | 2509.7014
5.268 | 2520.9355
5.28 | 2532.1976
5.292 | 2543.4876
5.304 | 2554.8055
5.316 | 2566.1514
5.328 | 2577.5253
5.34 | 2588.9271
5.352 | 2600.357
5.364 | 2611.8149
5.376 | 2623.3009
5.388 | 2634.815
5.4 | 2646.3572
5.412 | 2657.9275
5.424 | 2669.526
5.436 | 2681.1526
5.448 | 2692.8075
5.46 | 2704.4906
5.472 | 2716.2019
5.484 | 2727.9415
5.496 | 2739.7094
5.508 | 2751.5056
5.52 | 2763.3301
5.532 | 2775.183
5.544 | 2787.0643
5.556 | 2798.9739
5.568 | 2810.912
5.58 | 2822.8786
5.592 | 2834.8736
5.604 | 2846.8971
5.616 | 2858.9492
5.628 | 2871.0297
5.64 | 2883.1388
5.652 | 2895.2765
5.664 | 2907.4428
5.676 | 2919.6378
5.688 | 2931.8614
5.7 | 2944.1136
5.712 | 2956.3946
5.724 | 2968.7042
5.736 | 2981.0426
5.748 | 2993.4098
5.76 | 3005.8058
5.772 | 3018.2305
5.784 | 3030.6841
5.796 | 3043.1665
5.808 | 3055.6779
5.82 | 3068.2181
5.832 | 3080.7872
5.844 | 3093.3853
5.856 | 3106.0123
5.868 | 3118.6683
5.88 | 3131.3533
5.892 | 3144.0674
5.904 | 3156.8105
5.916 | 3169.5826
5.928 | 3182.3839
5.94 | 3195.2143
5.952 | 3208.0739
5.964 | 3220.9626
5.976 | 3233.8804
5.988 | 3246.8275
6 | 3259.8039
6.012 | 3272.8094
6.024 | 3285.8443
6.036 | 3298.9085
6.048 | 3312.0019
6.06 | 3325.1248
6.072 | 3338.2769
6.084 | 3351.4585
6.096 | 3364.6695
6.108 | 3377.9099
6.12 | 3391.1798
6.132 | 3404.4791
6.144 | 3417.808
6.156 | 3431.1663
6.168 | 3444.5543
6.18 | 3457.9717
6.192 | 3471.4188
6.204 | 3484.8955
6.216 | 3498.4018
6.228 | 3511.9378
6.24 | 3525.5034
6.252 | 3539.0988
6.264 | 3552.7238
6.276 | 3566.3787
6.288 | 3580.0632
6.3 | 3593.7776
6.312 | 3607.5218
6.324 | 3621.2958
6.336 | 3635.0997
6.348 | 3648.9334
6.36 | 3662.7971
6.372 | 3676.6907
6.384 | 3690.6142
6.396 | 3704.5677
6.408 | 3718.5512
6.42 | 3732.5647
6.432 | 3746.6082
6.444 | 3760.6818
6.456 | 3774.7854
6.468 | 3788.9192
6.48 | 3803.0831
6.492 | 3817.2771
6.504 | 3831.5013
6.516 | 3845.7557
6.528 | 3860.0403
6.54 | 3874.3552
6.552 | 3888.7003
6.564 | 3903.0756
6.576 | 3917.4813
6.588 | 3931.9173
6.6 | 3946.3837
6.612 | 3960.8804
6.624 | 3975.4075
6.636 | 3989.965
6.648 | 4004.553
6.66 | 4019.1714
6.672 | 4033.8203
6.684 | 4048.4997
6.696 | 4063.2096
6.708 | 4077.95
6.72 | 4092.7211
6.732 | 4107.5227
6.744 | 4122.3549
6.756 | 4137.2178
6.768 | 4152.1113
6.78 | 4167.0355
6.792 | 4181.9904
6.804 | 4196.976
6.816 | 4211.9924
6.828 | 4227.0395
6.84 | 4242.1174
6.852 | 4257.2262
6.864 | 4272.3657
6.876 | 4287.5362
6.888 | 4302.7375
6.9 | 4317.9697
6.912 | 4333.2328
6.924 | 4348.5268
6.936 | 4363.8519
6.948 | 4379.2079
6.96 | 4394.5949
6.972 | 4410.013
6.984 | 4425.4621
6.996 | 4440.9423
7.008 | 4456.4536
7.02 | 4471.996
7.032 | 4487.5696
7.044 | 4503.1743
7.056 | 4518.8102
7.068 | 4534.4773
7.08 | 4550.1757
7.092 | 4565.9053
7.104 | 4581.6662
7.116 | 4597.4583
7.128 | 4613.2818
7.14 | 4629.1367
7.152 | 4645.0229
7.164 | 4660.9405
7.176 | 4676.8894
7.188 | 4692.8699
7.2 | 4708.8817
7.212 | 4724.9251
7.224 | 4740.9999
7.236 | 4757.1063
7.248 | 4773.2442
7.26 | 4789.4136
7.272 | 4805.6147
7.284 | 4821.8473
7.296 | 4838.1116
7.308 | 4854.4075
7.32 | 4870.7351
7.332 | 4887.0944
7.344 | 4903.4854
7.356 | 4919.9081
7.368 | 4936.3626
7.38 | 4952.8489
7.392 | 4969.367
7.404 | 4985.9169
7.416 | 5002.4987
7.428 | 5019.1123
7.44 | 5035.7578
7.452 | 5052.4352
7.464 | 5069.1446
7.476 | 5085.8859
7.488 | 5102.6592
7.5 | 5119.4645
7.512 | 5136.3018
7.524 | 5153.1712
7.536 | 5170.0726
7.548 | 5187.0061
7.56 | 5203.9717
7.572 | 5220.9695
7.584 | 5237.9994
7.596 | 5255.0614
7.608 | 5272.1557
7.62 | 5289.2822
7.632 | 5306.441
7.644 | 5323.632
7.656 | 5340.8552
7.668 | 5358.1108
7.68 | 5375.3987
7.692 | 5392.719
7.704 | 5410.0716
7.716 | 5427.4567
7.728 | 5444.8741
7.74 | 5462.324
7.752 | 5479.8063
7.764 | 5497.3212
7.776 | 5514.8685
7.788 | 5532.4483
7.8 | 5550.0607
7.812 | 5567.7057
7.824 | 5585.3832
7.836 | 5603.0934
7.848 | 5620.8362
7.86 | 5638.6116
7.872 | 5656.4198
7.884 | 5674.2606
7.896 | 5692.1341
7.908 | 5710.0404
7.92 | 5727.9795
7.932 | 5745.9513
7.944 | 5763.9559
7.956 | 5781.9934
7.968 | 5800.0637
7.98 | 5818.1669
7.992 | 5836.303
8.004 | 5854.472
8.016 | 5872.6739
8.028 | 5890.9088
8.04 | 5909.1767
8.052 | 5927.4776
8.064 | 5945.8115
8.076 | 5964.1784
8.088 | 5982.5784
8.1 | 6001.0115
8.112 | 6019.4777
8.124 | 6037.9771
8.136 | 6056.5095
8.148 | 6075.0752
8.16 | 6093.6741
8.172 | 6112.3062
8.184 | 6130.9715
8.196 | 6149.6701
8.208 | 6168.4019
8.22 | 6187.1671
8.232 | 6205.9656
8.244 | 6224.7975
8.256 | 6243.6627
8.268 | 6262.5613
8.28 | 6281.4933
8.292 | 6300.4588
8.304 | 6319.4577
8.316 | 6338.4901
8.328 | 6357.5559
8.34 | 6376.6553
8.352 | 6395.7883
8.364 | 6414.9548
8.376 | 6434.1549
8.388 | 6453.3886
8.4 | 6472.6559
8.412 | 6491.9569
8.424 | 6511.2916
8.436 | 6530.6599
8.448 | 6550.062
8.46 | 6569.4978
8.472 | 6588.9673
8.484 | 6608.4707
8.496 | 6628.0078
8.508 | 6647.5787
8.52 | 6667.1835
8.532 | 6686.8222
8.544 | 6706.4947
8.556 | 6726.2012
8.568 | 6745.9416
8.58 | 6765.7159
8.592 | 6785.5242
8.604 | 6805.3665
8.616 | 6825.2428
8.628 | 6845.1532
8.64 | 6865.0976
8.652 | 6885.0761
8.664 | 6905.0887
8.676 | 6925.1354
8.688 | 6945.2162
8.7 | 6965.3312
8.712 | 6985.4804
8.724 | 7005.6638
8.736 | 7025.8815
8.748 | 7046.1334
8.76 | 7066.4195
8.772 | 7086.74
8.784 | 7107.0947
8.796 | 7127.4838
8.808 | 7147.9073
8.82 | 7168.3651
8.832 | 7188.8574
8.844 | 7209.384
8.856 | 7229.9451
8.868 | 7250.5407
8.88 | 7271.1708
8.892 | 7291.8353
8.904 | 7312.5344
8.916 | 7333.268
8.928 | 7354.0362
8.94 | 7374.839
8.952 | 7395.6764
8.964 | 7416.5485
8.976 | 7437.4552
8.988 | 7458.3965
9 | 7479.3726
9.012 | 7500.3834
9.024 | 7521.4289
9.036 | 7542.5092
9.048 | 7563.6243
9.06 | 7584.7742
9.072 | 7605.9589
9.084 | 7627.1784
9.096 | 7648.4329
9.108 | 7669.7222
9.12 | 7691.0464
9.132 | 7712.4055
9.144 | 7733.7997
9.156 | 7755.2287
9.168 | 7776.6928
9.18 | 7798.1919
9.192 | 7819.726
9.204 | 7841.2952
9.216 | 7862.8995
9.228 | 7884.5388
9.24 | 7906.2133
9.252 | 7927.923
9.264 | 7949.6678
9.276 | 7971.4478
9.288 | 7993.263
9.3 | 8015.1134
9.312 | 8036.999
9.324 | 8058.92
9.336 | 8080.8762
9.348 | 8102.8678
9.36 | 8124.8946
9.372 | 8146.9569
9.384 | 8169.0545
9.396 | 8191.1875
9.408 | 8213.3559
9.42 | 8235.5598
9.432 | 8257.7991
9.444 | 8280.0739
9.456 | 8302.3842
9.468 | 8324.73
9.48 | 8347.1114
9.492 | 8369.5284
9.504 | 8391.9809
9.516 | 8414.469
9.528 | 8436.9928
9.54 | 8459.5522
9.552 | 8482.1473
9.564 | 8504.7781
9.576 | 8527.4446
9.588 | 8550.1468
9.6 | 8572.8848
9.612 | 8595.6585
9.624 | 8618.4681
9.636 | 8641.3135
9.648 | 8664.1947
9.66 | 8687.1118
9.672 | 8710.0647
9.684 | 8733.0536
9.696 | 8756.0784
9.708 | 8779.1391
9.72 | 8802.2358
9.732 | 8825.3684
9.744 | 8848.5371
9.756 | 8871.7418
9.768 | 8894.9826
9.78 | 8918.2594
9.792 | 8941.5723
9.804 | 8964.9214
9.816 | 8988.3065
9.828 | 9011.7279
9.84 | 9035.1854
9.852 | 9058.679
9.864 | 9082.2089
9.876 | 9105.7751
9.888 | 9129.3775
9.9 | 9153.0162
9.912 | 9176.6911
9.924 | 9200.4024
9.936 | 9224.1501
9.948 | 9247.9341
9.96 | 9271.7545
9.972 | 9295.6113
9.984 | 9319.5045
9.996 | 9343.4342
10.008 | 9367.4003
10.02 | 9391.4029
10.032 | 9415.442
10.044 | 9439.5177
10.056 | 9463.6299
10.068 | 9487.7787
10.08 | 9511.964
10.092 | 9536.186
10.104 | 9560.4446
10.116 | 9584.7399
10.128 | 9609.0719
10.14 | 9633.4405
10.152 | 9657.8459
10.164 | 9682.288
10.176 | 9706.7668
10.188 | 9731.2824
10.2 | 9755.8349
10.212 | 9780.4241
10.224 | 9805.0502
10.236 | 9829.7132
10.248 | 9854.413
10.26 | 9879.1498
10.272 | 9903.9234
10.284 | 9928.7341
10.296 | 9953.5816
10.308 | 9978.4662
10.32 | 10003.3878
10.332 | 10028.3464
10.344 | 10053.342
10.356 | 10078.3747
10.368 | 10103.4446
10.38 | 10128.5515
10.392 | 10153.6955
10.404 | 10178.8767
10.416 | 10204.0951
10.428 | 10229.3507
10.44 | 10254.6435
10.452 | 10279.9735
10.464 | 10305.3408
10.476 | 10330.7453
10.488 | 10356.1872
10.5 | 10381.6663
10.512 | 10407.1828
10.524 | 10432.7367
10.536 | 10458.3279
10.548 | 10483.9566
10.56 | 10509.6226
10.572 | 10535.3261
10.584 | 10561.0671
10.596 | 10586.8456
10.608 | 10612.6615
10.62 | 10638.515
10.632 | 10664.406
10.644 | 10690.3346
10.656 | 10716.3008
10.668 | 10742.3045
10.68 | 10768.3459
10.692 | 10794.425
10.704 | 10820.5417
10.716 | 10846.6961
10.728 | 10872.8882
10.74 | 10899.1181
10.752 | 10925.3857
10.764 | 10951.691
10.776 | 10978.0342
10.788 | 11004.4152
10.8 | 11030.834
10.812 | 11057.2906
10.824 | 11083.7852
10.836 | 11110.3176
10.848 | 11136.8879
10.86 | 11163.4962
10.872 | 11190.1424
10.884 | 11216.8266
10.896 | 11243.5488
10.908 | 11270.309
10.92 | 11297.1073
10.932 | 11323.9436
10.944 | 11350.818
10.956 | 11377.7304
10.968 | 11404.681
10.98 | 11431.6698
10.992 | 11458.6967
11.004 | 11485.7618
11.016 | 11512.8651
11.028 | 11540.0066
11.04 | 11567.1863
11.052 | 11594.4043
11.064 | 11621.6606
11.076 | 11648.9552
11.088 | 11676.2881
11.1 | 11703.6594
11.112 | 11731.069
11.124 | 11758.517
11.136 | 11786.0034
11.148 | 11813.5283
11.16 | 11841.0916
11.172 | 11868.6933
11.184 | 11896.3336
11.196 | 11924.0123
11.208 | 11951.7296
11.22 | 11979.4854
11.232 | 12007.2798
11.244 | 12035.1128
11.256 | 12062.9844
11.268 | 12090.8946
11.28 | 12118.8434
11.292 | 12146.831
11.304 | 12174.8572
11.316 | 12202.9221
11.328 | 12231.0258
11.34 | 12259.1682
11.352 | 12287.3494
11.364 | 12315.5694
11.376 | 12343.8282
11.388 | 12372.1258
11.4 | 12400.4623
11.412 | 12428.8376
11.424 | 12457.2519
11.436 | 12485.705
11.448 | 12514.1971
11.46 | 12542.7282
11.472 | 12571.2982
11.484 | 12599.9072
11.496 | 12628.5552
11.508 | 12657.2423
11.52 | 12685.9684
11.532 | 12714.7336
11.544 | 12743.5379
11.556 | 12772.3813
11.568 | 12801.2638
11.58 | 12830.1855
11.592 | 12859.1464
11.604 | 12888.1464
11.616 | 12917.1857
11.628 | 12946.2642
11.64 | 12975.382
11.652 | 13004.5391
11.664 | 13033.7354
11.676 | 13062.9711
11.688 | 13092.2461
11.7 | 13121.5605
11.712 | 13150.9142
11.724 | 13180.3073
11.736 | 13209.7399
11.748 | 13239.2119
11.76 | 13268.7234
11.772 | 13298.2743
11.784 | 13327.8647
11.796 | 13357.4947
11.808 | 13387.1642
11.82 | 13416.8732
11.832 | 13446.6219
11.844 | 13476.4101
11.856 | 13506.238
11.868 | 13536.1055
11.88 | 13566.0126
11.892 | 13595.9595
11.904 | 13625.946
11.916 | 13655.9723
11.928 | 13686.0383
11.94 | 13716.144
11.952 | 13746.2896
11.964 | 13776.4749
11.976 | 13806.7001
11.988 | 13836.9651
12 | 13867.2699
12.012 | 13897.6147
12.024 | 13927.9993
12.036 | 13958.4239
12.048 | 13988.8884
12.06 | 14019.3928
12.072 | 14049.9373
12.084 | 14080.5217
12.096 | 14111.1462
12.108 | 14141.8107
12.12 | 14172.5153
12.132 | 14203.26
12.144 | 14234.0447
12.156 | 14264.8696
12.168 | 14295.7346
12.18 | 14326.6398
12.192 | 14357.5852
12.204 | 14388.5707
12.216 | 14419.5965
12.228 | 14450.6625
12.24 | 14481.7688
12.252 | 14512.9154
12.264 | 14544.1023
12.276 | 14575.3294
12.288 | 14606.597
12.3 | 14637.9049
12.312 | 14669.2531
12.324 | 14700.6418
12.336 | 14732.0709
12.348 | 14763.5404
12.36 | 14795.0504
12.372 | 14826.6009
12.384 | 14858.1919
12.396 | 14889.8234
12.408 | 14921.4954
12.42 | 14953.208
12.432 | 14984.9612
12.444 | 15016.755
12.456 | 15048.5894
12.468 | 15080.4644
12.48 | 15112.3801
12.492 | 15144.3365
12.504 | 15176.3336
12.516 | 15208.3714
12.528 | 15240.4499
12.54 | 15272.5692
12.552 | 15304.7293
12.564 | 15336.9301
12.576 | 15369.1718
12.588 | 15401.4544
12.6 | 15433.7777
12.612 | 15466.142
12.624 | 15498.5472
12.636 | 15530.9932
12.648 | 15563.4803
12.66 | 15596.0082
12.672 | 15628.5772
12.684 | 15661.1871
12.696 | 15693.8381
12.708 | 15726.5301
12.72 | 15759.2632
12.732 | 15792.0373
12.744 | 15824.8525
12.756 | 15857.7089
12.768 | 15890.6063
12.78 | 15923.545
12.792 | 15956.5248
12.804 | 15989.5458
12.816 | 16022.608
12.828 | 16055.7115
12.84 | 16088.8562
12.852 | 16122.0422
12.864 | 16155.2694
12.876 | 16188.538
12.888 | 16221.8479
12.9 | 16255.1992
12.912 | 16288.5919
12.924 | 16322.0259
12.936 | 16355.5013
12.948 | 16389.0182
12.96 | 16422.5766
12.972 | 16456.1764
12.984 | 16489.8176
12.996 | 16523.5005
13.008 | 16557.2248
13.02 | 16590.9907
13.032 | 16624.7981
13.044 | 16658.6472
13.056 | 16692.5378
13.068 | 16726.4701
13.08 | 16760.444
13.092 | 16794.4596
13.104 | 16828.5169
13.116 | 16862.6159
13.128 | 16896.7566
13.14 | 16930.9391
13.152 | 16965.1633
13.164 | 16999.4293
13.176 | 17033.7371
13.188 | 17068.0868
13.2 | 17102.4782
13.212 | 17136.9116
13.224 | 17171.3868
13.236 | 17205.904
13.248 | 17240.463
13.26 | 17275.064
13.272 | 17309.707
13.284 | 17344.3919
13.296 | 17379.1189
13.308 | 17413.8879
13.32 | 17448.6989
13.332 | 17483.5519
13.344 | 17518.4471
13.356 | 17553.3843
13.368 | 17588.3637
13.38 | 17623.3852
13.392 | 17658.4489
13.404 | 17693.5547
13.416 | 17728.7027
13.428 | 17763.893
13.44 | 17799.1255
13.452 | 17834.4002
13.464 | 17869.7172
13.476 | 17905.0766
13.488 | 17940.4782
13.5 | 17975.9221
13.512 | 18011.4085
13.524 | 18046.9371
13.536 | 18082.5082
13.548 | 18118.1217
13.56 | 18153.7776
13.572 | 18189.476
13.584 | 18225.2168
13.596 | 18261.0002
13.608 | 18296.826
13.62 | 18332.6944
13.632 | 18368.6053
13.644 | 18404.5588
13.656 | 18440.5548
13.668 | 18476.5935
13.68 | 18512.6748
13.692 | 18548.7988
13.704 | 18584.9654
13.716 | 18621.1747
13.728 | 18657.4267
13.74 | 18693.7214
13.752 | 18730.0589
13.764 | 18766.4391
13.776 | 18802.8621
13.788 | 18839.3279
13.8 | 18875.8365
13.812 | 18912.388
13.824 | 18948.9823
13.836 | 18985.6195
13.848 | 19022.2996
13.86 | 19059.0226
13.872 | 19095.7886
13.884 | 19132.5975
13.896 | 19169.4494
13.908 | 19206.3443
13.92 | 19243.2822
13.932 | 19280.2631
13.944 | 19317.2871
13.956 | 19354.3541
13.968 | 19391.4643
13.98 | 19428.6175
13.992 | 19465.8139
14.004 | 19503.0534
14.016 | 19540.3361
14.028 | 19577.662
14.04 | 19615.0311
14.052 | 19652.4434
14.064 | 19689.899
14.076 | 19727.3978
14.088 | 19764.94
14.1 | 19802.5254
14.112 | 19840.1541
14.124 | 19877.8262
14.136 | 19915.5417
14.148 | 19953.3005
14.16 | 19991.1027
14.172 | 20028.9484
14.184 | 20066.8375
14.196 | 20104.77
14.208 | 20142.7461
14.22 | 20180.7656
14.232 | 20218.8286
14.244 | 20256.9352
14.256 | 20295.0853
14.268 | 20333.279
14.28 | 20371.5163
14.292 | 20409.7972
14.304 | 20448.1218
14.316 | 20486.49
14.328 | 20524.9018
14.34 | 20563.3574
14.352 | 20601.8566
14.364 | 20640.3996
14.376 | 20678.9864
14.388 | 20717.6169
14.4 | 20756.2911
14.412 | 20795.0092
14.424 | 20833.7711
14.436 | 20872.5769
14.448 | 20911.4265
14.46 | 20950.32
14.472 | 20989.2574
14.484 | 21028.2387
14.496 | 21067.264
14.508 | 21106.3332
14.52 | 21145.4464
14.532 | 21184.6036
14.544 | 21223.8048
14.556 | 21263.05
14.568 | 21302.3393
14.58 | 21341.6727
14.592 | 21381.0502
14.604 | 21420.4717
14.616 | 21459.9374
14.628 | 21499.4473
14.64 | 21539.0013
14.652 | 21578.5995
14.664 | 21618.2419
14.676 | 21657.9286
14.688 | 21697.6595
14.7 | 21737.4346
14.712 | 21777.254
14.724 | 21817.1178
14.736 | 21857.0258
14.748 | 21896.9782
14.76 | 21936.975
14.772 | 21977.0161
14.784 | 22017.1017
14.796 | 22057.2316
14.808 | 22097.406
14.82 | 22137.6249
14.832 | 22177.8882
14.844 | 22218.196
14.856 | 22258.5483
14.868 | 22298.9452
14.88 | 22339.3866
14.892 | 22379.8725
14.904 | 22420.4031
14.916 | 22460.9783
14.928 | 22501.5981
14.94 | 22542.2625
14.952 | 22582.9716
14.964 | 22623.7254
14.976 | 22664.5239
14.988 | 22705.3671
15 | 22746.2551
15.012 | 22787.1878
15.024 | 22828.1653
15.036 | 22869.1876
15.048 | 22910.2547
15.06 | 22951.3667
15.072 | 22992.5235
15.084 | 23033.7251
15.096 | 23074.9717
15.108 | 23116.2632
15.12 | 23157.5996
15.132 | 23198.981
15.144 | 23240.4073
15.156 | 23281.8786
15.168 | 23323.3949
15.18 | 23364.9563
15.192 | 23406.5627
15.204 | 23448.2141
15.216 | 23489.9107
15.228 | 23531.6523
15.24 | 23573.4391
15.252 | 23615.271
15.264 | 23657.1481
15.276 | 23699.0703
15.288 | 23741.0377
15.3 | 23783.0504
15.312 | 23825.1083
15.324 | 23867.2114
15.336 | 23909.3598
15.348 | 23951.5535
15.36 | 23993.7925
15.372 | 24036.0768
15.384 | 24078.4065
15.396 | 24120.7816
15.408 | 24163.202
15.42 | 24205.6678
15.432 | 24248.1791
15.444 | 24290.7358
15.456 | 24333.338
15.468 | 24375.9856
15.48 | 24418.6787
15.492 | 24461.4174
15.504 | 24504.2016
15.516 | 24547.0313
15.528 | 24589.9067
15.54 | 24632.8276
15.552 | 24675.7941
15.564 | 24718.8063
15.576 | 24761.8641
15.588 | 24804.9675
15.6 | 24848.1167
15.612 | 24891.3116
15.624 | 24934.5522
15.636 | 24977.8385
15.648 | 25021.1706
15.66 | 25064.5485
15.672 | 25107.9721
15.684 | 25151.4416
15.696 | 25194.957
15.708 | 25238.5182
15.72 | 25282.1252
15.732 | 25325.7782
15.744 | 25369.4771
15.756 | 25413.2219
15.768 | 25457.0126
15.78 | 25500.8493
15.792 | 25544.732
15.804 | 25588.6607
15.816 | 25632.6355
15.828 | 25676.6563
15.84 | 25720.7231
15.852 | 25764.836
15.864 | 25808.9951
15.876 | 25853.2002
15.888 | 25897.4515
15.9 | 25941.7489
15.912 | 25986.0925
15.924 | 26030.4823
15.936 | 26074.9184
15.948 | 26119.4006
15.96 | 26163.9291
15.972 | 26208.5039
15.984 | 26253.1249
15.996 | 26297.7923
16.008 | 26342.506
16.02 | 26387.266
16.032 | 26432.0724
16.044 | 26476.9252
16.056 | 26521.8244
16.068 | 26566.77
16.08 | 26611.762
16.092 | 26656.8005
16.104 | 26701.8854
16.116 | 26747.0169
16.128 | 26792.1948
16.14 | 26837.4193
16.152 | 26882.6904
16.164 | 26928.008
16.176 | 26973.3722
16.188 | 27018.783
16.2 | 27064.2404
16.212 | 27109.7445
16.224 | 27155.2952
16.236 | 27200.8926
16.248 | 27246.5367
16.26 | 27292.2275
16.272 | 27337.9651
16.284 | 27383.7494
16.296 | 27429.5805
16.308 | 27475.4584
16.32 | 27521.3831
16.332 | 27567.3546
16.344 | 27613.3729
16.356 | 27659.4382
16.368 | 27705.5503
16.38 | 27751.7093
16.392 | 27797.9152
16.404 | 27844.1681
16.416 | 27890.4679
16.428 | 27936.8147
16.44 | 27983.2085
16.452 | 28029.6493
16.464 | 28076.1372
16.476 | 28122.6721
16.488 | 28169.2541
16.5 | 28215.8831
16.512 | 28262.5593
16.524 | 28309.2826
16.536 | 28356.053
16.548 | 28402.8706
16.56 | 28449.7354
16.572 | 28496.6474
16.584 | 28543.6066
16.596 | 28590.613
16.608 | 28637.6667
16.62 | 28684.7677
16.632 | 28731.916
16.644 | 28779.1115
16.656 | 28826.3544
16.668 | 28873.6447
16.68 | 28920.9823
16.692 | 28968.3673
16.704 | 29015.7997
16.716 | 29063.2795
16.728 | 29110.8068
16.74 | 29158.3815
16.752 | 29206.0037
16.764 | 29253.6734
16.776 | 29301.3906
16.788 | 29349.1554
16.8 | 29396.9677
16.812 | 29444.8275
16.824 | 29492.735
16.836 | 29540.69
16.848 | 29588.6927
16.86 | 29636.7431
16.872 | 29684.8411
16.884 | 29732.9867
16.896 | 29781.1801
16.908 | 29829.4212
16.92 | 29877.71
16.932 | 29926.0466
16.944 | 29974.4309
16.956 | 30022.8631
16.968 | 30071.343
16.98 | 30119.8708
16.992 | 30168.4464
17.004 | 30217.0699
17.016 | 30265.7413
17.028 | 30314.4606
17.04 | 30363.2278
17.052 | 30412.0429
17.064 | 30460.906
17.076 | 30509.8171
17.088 | 30558.7761
17.1 | 30607.7832
17.112 | 30656.8383
17.124 | 30705.9415
17.136 | 30755.0927
17.148 | 30804.292
17.16 | 30853.5394
17.172 | 30902.8349
17.184 | 30952.1786
17.196 | 31001.5704
17.208 | 31051.0104
17.22 | 31100.4987
17.232 | 31150.0351
17.244 | 31199.6197
17.256 | 31249.2526
17.268 | 31298.9338
17.28 | 31348.6632
17.292 | 31398.441
17.304 | 31448.2671
17.316 | 31498.1415
17.328 | 31548.0643
17.34 | 31598.0355
17.352 | 31648.0551
17.364 | 31698.123
17.376 | 31748.2395
17.388 | 31798.4043
17.4 | 31848.6177
17.412 | 31898.8795
17.424 | 31949.1898
17.436 | 31999.5487
17.448 | 32049.9561
17.46 | 32100.4121
17.472 | 32150.9166
17.484 | 32201.4697
17.496 | 32252.0715
17.508 | 32302.7219
17.52 | 32353.421
17.532 | 32404.1687
17.544 | 32454.9651
17.556 | 32505.8102
17.568 | 32556.7041
17.58 | 32607.6467
17.592 | 32658.638
17.604 | 32709.6781
17.616 | 32760.7671
17.628 | 32811.9048
17.64 | 32863.0914
17.652 | 32914.3269
17.664 | 32965.6112
17.676 | 33016.9444
17.688 | 33068.3265
17.7 | 33119.7575
17.712 | 33171.2375
17.724 | 33222.7665
17.736 | 33274.3444
17.748 | 33325.9714
17.76 | 33377.6473
17.772 | 33429.3723
17.784 | 33481.1463
17.796 | 33532.9694
17.808 | 33584.8416
17.82 | 33636.763
17.832 | 33688.7334
17.844 | 33740.753
17.856 | 33792.8217
17.868 | 33844.9397
17.88 | 33897.1068
17.892 | 33949.3232
17.904 | 34001.5887
17.916 | 34053.9036
17.928 | 34106.2677
17.94 | 34158.6811
17.952 | 34211.1438
17.964 | 34263.6559
17.976 | 34316.2172
17.988 | 34368.828
18 | 34421.4881
18.012 | 34474.1977
18.024 | 34526.9566
18.036 | 34579.765
18.048 | 34632.6228
18.06 | 34685.5301
18.072 | 34738.4869
18.084 | 34791.4932
18.096 | 34844.5491
18.108 | 34897.6545
18.12 | 34950.8094
18.132 | 35004.0139
18.144 | 35057.268
18.156 | 35110.5718
18.168 | 35163.9252
18.18 | 35217.3282
18.192 | 35270.7809
18.204 | 35324.2833
18.216 | 35377.8354
18.228 | 35431.4372
18.24 | 35485.0888
18.252 | 35538.7901
18.264 | 35592.5412
18.276 | 35646.3421
18.288 | 35700.1928
18.3 | 35754.0934
18.312 | 35808.0438
18.324 | 35862.0441
18.336 | 35916.0942
18.348 | 35970.1943
18.36 | 36024.3443
18.372 | 36078.5442
18.384 | 36132.7941
18.396 | 36187.094
18.408 | 36241.4439
18.42 | 36295.8437
18.432 | 36350.2937
18.444 | 36404.7936
18.456 | 36459.3437
18.468 | 36513.9438
18.48 | 36568.594
18.492 | 36623.2944
18.504 | 36678.0449
18.516 | 36732.8455
18.528 | 36787.6963
18.54 | 36842.5974
18.552 | 36897.5486
18.564 | 36952.5501
18.576 | 37007.6018
18.588 | 37062.7037
18.6 | 37117.856
18.612 | 37173.0586
18.624 | 37228.3115
18.636 | 37283.6147
18.648 | 37338.9683
18.66 | 37394.3722
18.672 | 37449.8266
18.684 | 37505.3313
18.696 | 37560.8865
18.708 | 37616.4921
18.72 | 37672.1482
18.732 | 37727.8548
18.744 | 37783.6119
18.756 | 37839.4195
18.768 | 37895.2776
18.78 | 37951.1863
18.792 | 38007.1455
18.804 | 38063.1554
18.816 | 38119.2158
18.828 | 38175.3269
18.84 | 38231.4886
18.852 | 38287.701
18.864 | 38343.9641
18.876 | 38400.2778
18.888 | 38456.6423
18.9 | 38513.0575
18.912 | 38569.5235
18.924 | 38626.0402
18.936 | 38682.6077
18.948 | 38739.226
18.96 | 38795.8952
18.972 | 38852.6152
18.984 | 38909.386
18.996 | 38966.2077
19.008 | 39023.0803
19.02 | 39080.0038
19.032 | 39136.9783
19.044 | 39194.0037
19.056 | 39251.08
19.068 | 39308.2074
19.08 | 39365.3857
19.092 | 39422.6151
19.104 | 39479.8955
19.116 | 39537.227
19.128 | 39594.6095
19.14 | 39652.0431
19.152 | 39709.5278
19.164 | 39767.0637
19.176 | 39824.6507
19.188 | 39882.2888
19.2 | 39939.9782
19.212 | 39997.7187
19.224 | 40055.5105
19.236 | 40113.3535
19.248 | 40171.2477
19.26 | 40229.1932
19.272 | 40287.19
19.284 | 40345.2381
19.296 | 40403.3375
19.308 | 40461.4882
19.32 | 40519.6904
19.332 | 40577.9438
19.344 | 40636.2487
19.356 | 40694.605
19.368 | 40753.0127
19.38 | 40811.4719
19.392 | 40869.9825
19.404 | 40928.5447
19.416 | 40987.1583
19.428 | 41045.8234
19.44 | 41104.5401
19.452 | 41163.3083
19.464 | 41222.1281
19.476 | 41280.9995
19.488 | 41339.9225
19.5 | 41398.8971
19.512 | 41457.9233
19.524 | 41517.0012
19.536 | 41576.1308
19.548 | 41635.3121
19.56 | 41694.5451
19.572 | 41753.8298
19.584 | 41813.1663
19.596 | 41872.5546
19.608 | 41931.9946
19.62 | 41991.4864
19.632 | 42051.0301
19.644 | 42110.6255
19.656 | 42170.2729
19.668 | 42229.9721
19.68 | 42289.7232
19.692 | 42349.5262
19.704 | 42409.3811
19.716 | 42469.288
19.728 | 42529.2469
19.74 | 42589.2577
19.752 | 42649.3205
19.764 | 42709.4353
19.776 | 42769.6022
19.788 | 42829.8211
19.8 | 42890.0921
19.812 | 42950.4151
19.824 | 43010.7903
19.836 | 43071.2176
19.848 | 43131.697
19.86 | 43192.2286
19.872 | 43252.8123
19.884 | 43313.4483
19.896 | 43374.1364
19.908 | 43434.8768
19.92 | 43495.6694
19.932 | 43556.5143
19.944 | 43617.4115
19.956 | 43678.3609
19.968 | 43739.3627
19.98 | 43800.4168
19.992 | 43861.5232
20.004 | 43922.6821
20.016 | 43983.8933
20.028 | 44045.1569
20.04 | 44106.4729
20.052 | 44167.8414
20.064 | 44229.2623
20.076 | 44290.7357
20.088 | 44352.2616
20.1 | 44413.8399
20.112 | 44475.4709
20.124 | 44537.1543
20.136 | 44598.8903
20.148 | 44660.6789
20.16 | 44722.5201
20.172 | 44784.4139
20.184 | 44846.3604
20.196 | 44908.3595
20.208 | 44970.4112
20.22 | 45032.5157
20.232 | 45094.6728
20.244 | 45156.8827
20.256 | 45219.1453
20.268 | 45281.4606
20.28 | 45343.8287
20.292 | 45406.2497
20.304 | 45468.7234
20.316 | 45531.2499
20.328 | 45593.8293
20.34 | 45656.4615
20.352 | 45719.1467
20.364 | 45781.8847
20.376 | 45844.6756
20.388 | 45907.5195
20.4 | 45970.4163
20.412 | 46033.3661
20.424 | 46096.3688
20.436 | 46159.4246
20.448 | 46222.5333
20.46 | 46285.6951
20.472 | 46348.91
20.484 | 46412.1779
20.496 | 46475.4989
20.508 | 46538.8731
20.52 | 46602.3003
20.532 | 46665.7807
20.544 | 46729.3142
20.556 | 46792.901
20.568 | 46856.5409
20.58 | 46920.234
20.592 | 46983.9803
20.604 | 47047.7799
20.616 | 47111.6328
20.628 | 47175.5389
20.64 | 47239.4983
20.652 | 47303.5111
20.664 | 47367.5772
20.676 | 47431.6966
20.688 | 47495.8694
20.7 | 47560.0956
20.712 | 47624.3752
20.724 | 47688.7082
20.736 | 47753.0946
20.748 | 47817.5345
20.76 | 47882.0279
20.772 | 47946.5747
20.784 | 48011.1751
20.796 | 48075.829
20.808 | 48140.5364
20.82 | 48205.2974
20.832 | 48270.112
20.844 | 48334.9801
20.856 | 48399.9019
20.868 | 48464.8773
20.88 | 48529.9063
20.892 | 48594.989
20.904 | 48660.1254
20.916 | 48725.3155
20.928 | 48790.5593
20.94 | 48855.8569
20.952 | 48921.2082
20.964 | 48986.6132
20.976 | 49052.0721
20.988 | 49117.5847
21 | 49183.1512

## Via Rancho
Python calibrated rating curve
Stage (in) | Flow (gpm)
0 | 0
0.01 | 0.01
0.02 | 0.01
0.03 | 0.01
0.04 | 0.01
0.05 | 0.01
0.06 | 0.01
0.07 | 0.01
0.08 | 0.01
0.09 | 0.01
0.1 | 0.00076056
0.11 | 0.00093492
0.12 | 0.0011288
0.13 | 0.0013424
0.14 | 0.0015761
0.15 | 0.00183
0.16 | 0.0021044
0.17 | 0.0023996
0.18 | 0.0027157
0.19 | 0.0030529
0.2 | 0.0034114
0.21 | 0.0037914
0.22 | 0.004193
0.23 | 0.0046165
0.24 | 0.0050619
0.25 | 0.0055295
0.26 | 0.0060193
0.27 | 0.0065315
0.28 | 0.0070663
0.29 | 0.0076237
0.3 | 0.008204
0.31 | 0.0088072
0.32 | 0.0094334
0.33 | 0.010083
0.34 | 0.010755
0.35 | 0.011451
0.36 | 0.012171
0.37 | 0.012914
0.38 | 0.013681
0.39 | 0.014471
0.4 | 0.015286
0.41 | 0.016124
0.42 | 0.016987
0.43 | 0.017873
0.44 | 0.018784
0.45 | 0.019719
0.46 | 0.020679
0.47 | 0.021663
0.48 | 0.022672
0.49 | 0.023706
0.5 | 0.024764
0.51 | 0.025847
0.52 | 0.026955
0.53 | 0.028087
0.54 | 0.029245
0.55 | 0.030428
0.56 | 0.031637
0.57 | 0.03287
0.58 | 0.034129
0.59 | 0.035413
0.6 | 0.036723
0.61 | 0.038058
0.62 | 0.039418
0.63 | 0.040805
0.64 | 0.042217
0.65 | 0.043655
0.66 | 0.045118
0.67 | 0.046608
0.68 | 0.048123
0.69 | 0.049664
0.7 | 0.051232
0.71 | 0.052826
0.72 | 0.054445
0.73 | 0.056091
0.74 | 0.057763
0.75 | 0.059462
0.76 | 0.061187
0.77 | 0.062938
0.78 | 0.064716
0.79 | 0.06652
0.8 | 0.068351
0.81 | 0.070209
0.82 | 0.072093
0.83 | 0.074004
0.84 | 0.075941
0.85 | 0.077906
0.86 | 0.079897
0.87 | 0.081915
0.88 | 0.08396
0.89 | 0.086032
0.9 | 0.088132
0.91 | 0.090258
0.92 | 0.092411
0.93 | 0.094592
0.94 | 0.096799
0.95 | 0.099034
0.96 | 0.1013
0.97 | 0.10359
0.98 | 0.1059
0.99 | 0.10825
1 | 0.11062
1.01 | 0.11302
1.02 | 0.11544
1.03 | 0.1179
1.04 | 0.12038
1.05 | 0.12289
1.06 | 0.12543
1.07 | 0.12799
1.08 | 0.13058
1.09 | 0.1332
1.1 | 0.13585
1.11 | 0.13853
1.12 | 0.14123
1.13 | 0.14396
1.14 | 0.14672
1.15 | 0.14951
1.16 | 0.15233
1.17 | 0.15517
1.18 | 0.15804
1.19 | 0.16094
1.2 | 0.16387
1.21 | 0.16682
1.22 | 0.16981
1.23 | 0.17282
1.24 | 0.17586
1.25 | 0.17893
1.26 | 0.18203
1.27 | 0.18515
1.28 | 0.18831
1.29 | 0.19149
1.3 | 0.1947
1.31 | 0.19794
1.32 | 0.20121
1.33 | 0.2045
1.34 | 0.20783
1.35 | 0.21118
1.36 | 0.21456
1.37 | 0.21797
1.38 | 0.22141
1.39 | 0.22488
1.4 | 0.22838
1.41 | 0.2319
1.42 | 0.23545
1.43 | 0.23904
1.44 | 0.24265
1.45 | 0.24629
1.46 | 0.24996
1.47 | 0.25366
1.48 | 0.25738
1.49 | 0.26114
1.5 | 0.26492
1.51 | 0.26874
1.52 | 0.27258
1.53 | 0.27645
1.54 | 0.28035
1.55 | 0.28428
1.56 | 0.28824
1.57 | 0.29223
1.58 | 0.29625
1.59 | 0.30029
1.6 | 0.30437
1.61 | 0.30847
1.62 | 0.31261
1.63 | 0.31677
1.64 | 0.32096
1.65 | 0.32519
1.66 | 0.32944
1.67 | 0.33372
1.68 | 0.33803
1.69 | 0.34237
1.7 | 0.34673
1.71 | 0.35113
1.72 | 0.35556
1.73 | 0.36002
1.74 | 0.3645
1.75 | 0.36902
1.76 | 0.37356
1.77 | 0.37814
1.78 | 0.38274
1.79 | 0.38738
1.8 | 0.39204
1.81 | 0.39673
1.82 | 0.40146
1.83 | 0.40621
1.84 | 0.41099
1.85 | 0.4158
1.86 | 0.42064
1.87 | 0.42552
1.88 | 0.43042
1.89 | 0.43535
1.9 | 0.44031
1.91 | 0.4453
1.92 | 0.45032
1.93 | 0.45537
1.94 | 0.46045
1.95 | 0.46556
1.96 | 0.4707
1.97 | 0.47587
1.98 | 0.48106
1.99 | 0.48629
2 | 0.49155
2.01 | 0.49684
2.02 | 0.50216
2.03 | 0.50751
2.04 | 0.51289
2.05 | 0.5183
2.06 | 0.52374
2.07 | 0.52921
2.08 | 0.5347
2.09 | 0.54023
2.1 | 0.54579
2.11 | 0.55138
2.12 | 0.557
2.13 | 0.56265
2.14 | 0.56833
2.15 | 0.57404
2.16 | 0.57978
2.17 | 0.58555
2.18 | 0.59135
2.19 | 0.59718
2.2 | 0.60304
2.21 | 0.60894
2.22 | 0.61486
2.23 | 0.62081
2.24 | 0.62679
2.25 | 0.6328
2.26 | 0.63885
2.27 | 0.64492
2.28 | 0.65102
2.29 | 0.65716
2.3 | 0.66332
2.31 | 0.66952
2.32 | 0.67574
2.33 | 0.682
2.34 | 0.68828
2.35 | 0.6946
2.36 | 0.70095
2.37 | 0.70732
2.38 | 0.71373
2.39 | 0.72017
2.4 | 0.72664
2.41 | 0.73314
2.42 | 0.73967
2.43 | 0.74623
2.44 | 0.75282
2.45 | 0.75944
2.46 | 0.76609
2.47 | 0.77277
2.48 | 0.77949
2.49 | 0.78623
2.5 | 0.793
2.51 | 0.79981
2.52 | 0.80665
2.53 | 0.81351
2.54 | 0.82041
2.55 | 0.82734
2.56 | 0.83429
2.57 | 0.84128
2.58 | 0.8483
2.59 | 0.85535
2.6 | 0.86244
2.61 | 0.86955
2.62 | 0.87669
2.63 | 0.88386
2.64 | 0.89107
2.65 | 0.8983
2.66 | 0.90557
2.67 | 0.91287
2.68 | 0.92019
2.69 | 0.92755
2.7 | 0.93494
2.71 | 0.94236
2.72 | 0.94981
2.73 | 0.95729
2.74 | 0.96481
2.75 | 0.97235
2.76 | 0.97992
2.77 | 0.98753
2.78 | 0.99516
2.79 | 1.0028
2.8 | 1.0105
2.81 | 1.0183
2.82 | 1.026
2.83 | 1.0338
2.84 | 1.0416
2.85 | 1.0495
2.86 | 1.0574
2.87 | 1.0653
2.88 | 1.0732
2.89 | 1.0812
2.9 | 1.0892
2.91 | 1.0973
2.92 | 1.1053
2.93 | 1.1134
2.94 | 1.1216
2.95 | 1.1297
2.96 | 1.1379
2.97 | 1.1461
2.98 | 1.1544
2.99 | 1.1627
3 | 1.171
3.01 | 1.1793
3.02 | 1.1877
3.03 | 1.1961
3.04 | 1.2046
3.05 | 1.2131
3.06 | 1.2216
3.07 | 1.2301
3.08 | 1.2387
3.09 | 1.2473
3.1 | 1.2559
3.11 | 1.2646
3.12 | 1.2732
3.13 | 1.282
3.14 | 1.2907
3.15 | 1.2995
3.16 | 1.3083
3.17 | 1.3172
3.18 | 1.3261
3.19 | 1.335
3.2 | 1.3439
3.21 | 1.3529
3.22 | 1.3619
3.23 | 1.3709
3.24 | 1.38
3.25 | 1.3891
3.26 | 1.3982
3.27 | 1.4074
3.28 | 1.4166
3.29 | 1.4258
3.3 | 1.435
3.31 | 1.4443
3.32 | 1.4536
3.33 | 1.463
3.34 | 1.4724
3.35 | 1.4818
3.36 | 1.4912
3.37 | 1.5007
3.38 | 1.5102
3.39 | 1.5197
3.4 | 1.5293
3.41 | 1.5389
3.42 | 1.5485
3.43 | 1.5582
3.44 | 1.5679
3.45 | 1.5776
3.46 | 1.5874
3.47 | 1.5972
3.48 | 1.607
3.49 | 1.6168
3.5 | 1.6267
3.51 | 1.6366
3.52 | 1.6466
3.53 | 1.6566
3.54 | 1.6666
3.55 | 1.6766
3.56 | 1.6867
3.57 | 1.6968
3.58 | 1.7069
3.59 | 1.7171
3.6 | 1.7273
3.61 | 1.7375
3.62 | 1.7478
3.63 | 1.7581
3.64 | 1.7684
3.65 | 1.7787
3.66 | 1.7891
3.67 | 1.7995
3.68 | 1.81
3.69 | 1.8205
3.7 | 1.831
3.71 | 1.8415
3.72 | 1.8521
3.73 | 1.8627
3.74 | 1.8733
3.75 | 1.884
3.76 | 1.8947
3.77 | 1.9054
3.78 | 1.9162
3.79 | 1.927
3.8 | 1.9378
3.81 | 1.9487
3.82 | 1.9596
3.83 | 1.9705
3.84 | 1.9815
3.85 | 1.9924
3.86 | 2.0035
3.87 | 2.0145
3.88 | 2.0256
3.89 | 2.0367
3.9 | 2.0478
3.91 | 2.059
3.92 | 2.0702
3.93 | 2.0815
3.94 | 2.0927
3.95 | 2.104
3.96 | 2.1154
3.97 | 2.1267
3.98 | 2.1381
3.99 | 2.1495
4 | 2.161
4.01 | 2.1725
4.02 | 2.184
4.03 | 2.1956
4.04 | 2.2072
4.05 | 2.2188
4.06 | 2.2304
4.07 | 2.2421
4.08 | 2.2538
4.09 | 2.2656
4.1 | 2.2773
4.11 | 2.2891
4.12 | 2.301
4.13 | 2.3129
4.14 | 2.3248
4.15 | 2.3367
4.16 | 2.3487
4.17 | 2.3607
4.18 | 2.3727
4.19 | 2.3848
4.2 | 2.3968
4.21 | 2.409
4.22 | 2.4211
4.23 | 2.4333
4.24 | 2.4455
4.25 | 2.4578
4.26 | 2.4701
4.27 | 2.4824
4.28 | 2.4947
4.29 | 2.5071
4.3 | 2.5195
4.31 | 2.532
4.32 | 2.5444
4.33 | 2.5569
4.34 | 2.5695
4.35 | 2.582
4.36 | 2.5946
4.37 | 2.6073
4.38 | 2.6199
4.39 | 2.6326
4.4 | 2.6454
4.41 | 2.6581
4.42 | 2.6709
4.43 | 2.6837
4.44 | 2.6966
4.45 | 2.7095
4.46 | 2.7224
4.47 | 2.7353
4.48 | 2.7483
4.49 | 2.7613
4.5 | 2.7744
4.51 | 2.7875
4.52 | 2.8006
4.53 | 2.8137
4.54 | 2.8269
4.55 | 2.8401
4.56 | 2.8533
4.57 | 2.8666
4.58 | 2.8799
4.59 | 2.8932
4.6 | 2.9066
4.61 | 2.92
4.62 | 2.9334
4.63 | 2.9469
4.64 | 2.9603
4.65 | 2.9739
4.66 | 2.9874
4.67 | 3.001
4.68 | 3.0146
4.69 | 3.0283
4.7 | 3.0419
4.71 | 3.0557
4.72 | 3.0694
4.73 | 3.0832
4.74 | 3.097
4.75 | 3.1108
4.76 | 3.1247
4.77 | 3.1386
4.78 | 3.1525
4.79 | 3.1665
4.8 | 3.1805
4.81 | 3.1945
4.82 | 3.2086
4.83 | 3.2227
4.84 | 3.2368
4.85 | 3.251
4.86 | 3.2652
4.87 | 3.2794
4.88 | 3.2936
4.89 | 3.3079
4.9 | 3.3222
4.91 | 3.3366
4.92 | 3.351
4.93 | 3.3654
4.94 | 3.3798
4.95 | 3.3943
4.96 | 3.4088
4.97 | 3.4233
4.98 | 3.4379
4.99 | 3.4525
5 | 3.4671
5.01 | 3.4818
5.02 | 3.4965
5.03 | 3.5112
5.04 | 3.526
5.05 | 3.5408
5.06 | 3.5556
5.07 | 3.5705
5.08 | 3.5854
5.09 | 3.6003
5.1 | 3.6152
5.11 | 3.6302
5.12 | 3.6452
5.13 | 3.6603
5.14 | 3.6754
5.15 | 3.6905
5.16 | 3.7056
5.17 | 3.7208
5.18 | 3.736
5.19 | 3.7512
5.2 | 3.7665
5.21 | 3.7818
5.22 | 3.7972
5.23 | 3.8125
5.24 | 3.8279
5.25 | 3.8433
5.26 | 3.8588
5.27 | 3.8743
5.28 | 3.8898
5.29 | 3.9054
5.3 | 3.921
5.31 | 3.9366
5.32 | 3.9522
5.33 | 3.9679
5.34 | 3.9836
5.35 | 3.9994
5.36 | 4.0152
5.37 | 4.031
5.38 | 4.0468
5.39 | 4.0627
5.4 | 4.0786
5.41 | 4.0945
5.42 | 4.1105
5.43 | 4.1265
5.44 | 4.1426
5.45 | 4.1586
5.46 | 4.1747
5.47 | 4.1908
5.48 | 4.207
5.49 | 4.2232
5.5 | 4.2394
5.51 | 4.2557
5.52 | 4.272
5.53 | 4.2883
5.54 | 4.3046
5.55 | 4.321
5.56 | 4.3374
5.57 | 4.3539
5.58 | 4.3704
5.59 | 4.3869
5.6 | 4.4034
5.61 | 4.42
5.62 | 4.4366
5.63 | 4.4532
5.64 | 4.4699
5.65 | 4.4866
5.66 | 4.5033
5.67 | 4.5201
5.68 | 4.5369
5.69 | 4.5537
5.7 | 4.5706
5.71 | 4.5875
5.72 | 4.6044
5.73 | 4.6214
5.74 | 4.6384
5.75 | 4.6554
5.76 | 4.6724
5.77 | 4.6895
5.78 | 4.7066
5.79 | 4.7238
5.8 | 4.741
5.81 | 4.7582
5.82 | 4.7754
5.83 | 4.7927
5.84 | 4.81
5.85 | 4.8273
5.86 | 4.8447
5.87 | 4.8621
5.88 | 4.8795
5.89 | 4.897
5.9 | 4.9145
5.91 | 4.932
5.92 | 4.9496
5.93 | 4.9672
5.94 | 4.9848
5.95 | 5.0024
5.96 | 5.0201
5.97 | 5.0378
5.98 | 5.0556
5.99 | 5.0734
6 | 5.0912
6.01 | 5.109
6.02 | 5.1269
6.03 | 5.1448
6.04 | 5.1628
6.05 | 5.1807
6.06 | 5.1987
6.07 | 5.2168
6.08 | 5.2348
6.09 | 5.2529
6.1 | 5.2711
6.11 | 5.2892
6.12 | 5.3074
6.13 | 5.3256
6.14 | 5.3439
6.15 | 5.3622
6.16 | 5.3805
6.17 | 5.3989
6.18 | 5.4172
6.19 | 5.4357
6.2 | 5.4541
6.21 | 5.4726
6.22 | 5.4911
6.23 | 5.5096
6.24 | 5.5282
6.25 | 5.5468
6.26 | 5.5655
6.27 | 5.5841
6.28 | 5.6028
6.29 | 5.6216
6.3 | 5.6403
6.31 | 5.6591
6.32 | 5.678
6.33 | 5.6968
6.34 | 5.7157
6.35 | 5.7346
6.36 | 5.7536
6.37 | 5.7726
6.38 | 5.7916
6.39 | 5.8106
6.4 | 5.8297
6.41 | 5.8488
6.42 | 5.868
6.43 | 5.8871
6.44 | 5.9063
6.45 | 5.9256
6.46 | 5.9449
6.47 | 5.9642
6.48 | 5.9835
6.49 | 6.0029
6.5 | 6.0223
6.51 | 6.0417
6.52 | 6.0611
6.53 | 6.0806
6.54 | 6.1002
6.55 | 6.1197
6.56 | 6.1393
6.57 | 6.1589
6.58 | 6.1786
6.59 | 6.1982
6.6 | 6.218
6.61 | 6.2377
6.62 | 6.2575
6.63 | 6.2773
6.64 | 6.2971
6.65 | 6.317
6.66 | 6.3369
6.67 | 6.3568
6.68 | 6.3768
6.69 | 6.3968
6.7 | 6.4168
6.71 | 6.4369
6.72 | 6.457
6.73 | 6.4771
6.74 | 6.4973
6.75 | 6.5174
6.76 | 6.5377
6.77 | 6.5579
6.78 | 6.5782
6.79 | 6.5985
6.8 | 6.6188
6.81 | 6.6392
6.82 | 6.6596
6.83 | 6.6801
6.84 | 6.7005
6.85 | 6.721
6.86 | 6.7416
6.87 | 6.7621
6.88 | 6.7827
6.89 | 6.8034
6.9 | 6.824
6.91 | 6.8447
6.92 | 6.8654
6.93 | 6.8862
6.94 | 6.907
6.95 | 6.9278
6.96 | 6.9486
6.97 | 6.9695
6.98 | 6.9904
6.99 | 7.0114
7 | 7.0323
7.01 | 7.0533
7.02 | 7.0744
7.03 | 7.0955
7.04 | 7.1166
7.05 | 7.1377
7.06 | 7.1588
7.07 | 7.18
7.08 | 7.2013
7.09 | 7.2225
7.1 | 7.2438
7.11 | 7.2651
7.12 | 7.2865
7.13 | 7.3079
7.14 | 7.3293
7.15 | 7.3507
7.16 | 7.3722
7.17 | 7.3937
7.18 | 7.4152
7.19 | 7.4368
7.2 | 7.4584
7.21 | 7.4801
7.22 | 7.5017
7.23 | 7.5234
7.24 | 7.5451
7.25 | 7.5669
7.26 | 7.5887
7.27 | 7.6105
7.28 | 7.6324
7.29 | 7.6543
7.3 | 7.6762
7.31 | 7.6981
7.32 | 7.7201
7.33 | 7.7421
7.34 | 7.7641
7.35 | 7.7862
7.36 | 7.8083
7.37 | 7.8305
7.38 | 7.8526
7.39 | 7.8748
7.4 | 7.8971
7.41 | 7.9193
7.42 | 7.9416
7.43 | 7.9639
7.44 | 7.9863
7.45 | 8.0087
7.46 | 8.0311
7.47 | 8.0535
7.48 | 8.076
7.49 | 8.0985
7.5 | 8.1211
7.51 | 8.1436
7.52 | 8.1662
7.53 | 8.1889
7.54 | 8.2115
7.55 | 8.2342
7.56 | 8.257
7.57 | 8.2797
7.58 | 8.3025
7.59 | 8.3254
7.6 | 8.3482
7.61 | 8.3711
7.62 | 8.394
7.63 | 8.417
7.64 | 8.4399
7.65 | 8.4629
7.66 | 8.486
7.67 | 8.5091
7.68 | 8.5322
7.69 | 8.5553
7.7 | 8.5785
7.71 | 8.6017
7.72 | 8.6249
7.73 | 8.6482
7.74 | 8.6714
7.75 | 8.6948
7.76 | 8.7181
7.77 | 8.7415
7.78 | 8.7649
7.79 | 8.7884
7.8 | 8.8118
7.81 | 8.8354
7.82 | 8.8589
7.83 | 8.8825
7.84 | 8.9061
7.85 | 8.9297
7.86 | 8.9534
7.87 | 8.9771
7.88 | 9.0008
7.89 | 9.0246
7.9 | 9.0483
7.91 | 9.0722
7.92 | 9.096
7.93 | 9.1199
7.94 | 9.1438
7.95 | 9.1678
7.96 | 9.1917
7.97 | 9.2157
7.98 | 9.2398
7.99 | 9.2638
8 | 9.2879
8.01 | 9.3121
8.02 | 9.3362
8.03 | 9.3604
8.04 | 9.3847
8.05 | 9.4089
8.06 | 9.4332
8.07 | 9.4575
8.08 | 9.4819
8.09 | 9.5062
8.1 | 9.5306
8.11 | 9.5551
8.12 | 9.5796
8.13 | 9.6041
8.14 | 9.6286
8.15 | 9.6532
8.16 | 9.6778
8.17 | 9.7024
8.18 | 9.727
8.19 | 9.7517
8.2 | 9.7765
8.21 | 9.8012
8.22 | 9.826
8.23 | 9.8508
8.24 | 9.8756
8.25 | 9.9005
8.26 | 9.9254
8.27 | 9.9504
8.28 | 9.9753
8.29 | 10.0003
8.3 | 10.0254
8.31 | 10.0504
8.32 | 10.0755
8.33 | 10.1006
8.34 | 10.1258
8.35 | 10.151
8.36 | 10.1762
8.37 | 10.2014
8.38 | 10.2267
8.39 | 10.252
8.4 | 10.2773
8.41 | 10.3027
8.42 | 10.3281
8.43 | 10.3535
8.44 | 10.379
8.45 | 10.4045
8.46 | 10.43
8.47 | 10.4556
8.48 | 10.4812
8.49 | 10.5068
8.5 | 10.5324
8.51 | 10.5581
8.52 | 10.5838
8.53 | 10.6095
8.54 | 10.6353
8.55 | 10.6611
8.56 | 10.6869
8.57 | 10.7128
8.58 | 10.7387
8.59 | 10.7646
8.6 | 10.7906
8.61 | 10.8165
8.62 | 10.8426
8.63 | 10.8686
8.64 | 10.8947
8.65 | 10.9208
8.66 | 10.9469
8.67 | 10.9731
8.68 | 10.9993
8.69 | 11.0255
8.7 | 11.0518
8.71 | 11.0781
8.72 | 11.1044
8.73 | 11.1308
8.74 | 11.1571
8.75 | 11.1836
8.76 | 11.21
8.77 | 11.2365
8.78 | 11.263
8.79 | 11.2895
8.8 | 11.3161
8.81 | 11.3427
8.82 | 11.3693
8.83 | 11.396
8.84 | 11.4227
8.85 | 11.4494
8.86 | 11.4761
8.87 | 11.5029
8.88 | 11.5297
8.89 | 11.5566
8.9 | 11.5834
8.91 | 11.6103
8.92 | 11.6373
8.93 | 11.6642
8.94 | 11.6912
8.95 | 11.7183
8.96 | 11.7453
8.97 | 11.7724
8.98 | 11.7995
8.99 | 11.8267
9 | 11.8538
9.01 | 11.8811
9.02 | 11.9083
9.03 | 11.9356
9.04 | 11.9629
9.05 | 11.9902
9.06 | 12.0176
9.07 | 12.0449
9.08 | 12.0724
9.09 | 12.0998
9.1 | 12.1273
9.11 | 12.1548
9.12 | 12.1824
9.13 | 12.2099
9.14 | 12.2375
9.15 | 12.2652
9.16 | 12.2928
9.17 | 12.3205
9.18 | 12.3483
9.19 | 12.376
9.2 | 12.4038
9.21 | 12.4316
9.22 | 12.4595
9.23 | 12.4874
9.24 | 12.5153
9.25 | 12.5432
9.26 | 12.5712
9.27 | 12.5992
9.28 | 12.6272
9.29 | 12.6553
9.3 | 12.6834
9.31 | 12.7115
9.32 | 12.7396
9.33 | 12.7678
9.34 | 12.796
9.35 | 12.8243
9.36 | 12.8525
9.37 | 12.8808
9.38 | 12.9092
9.39 | 12.9375
9.4 | 12.9659
9.41 | 12.9944
9.42 | 13.0228
9.43 | 13.0513
9.44 | 13.0798
9.45 | 13.1084
9.46 | 13.1369
9.47 | 13.1655
9.48 | 13.1942
9.49 | 13.2228
9.5 | 13.2515
9.51 | 13.2803
9.52 | 13.309
9.53 | 13.3378
9.54 | 13.3666
9.55 | 13.3955
9.56 | 13.4243
9.57 | 13.4533
9.58 | 13.4822
9.59 | 13.5112
9.6 | 13.5402
9.61 | 13.5692
9.62 | 13.5982
9.63 | 13.6273
9.64 | 13.6565
9.65 | 13.6856
9.66 | 13.7148
9.67 | 13.744
9.68 | 13.7732
9.69 | 13.8025
9.7 | 13.8318
9.71 | 13.8611
9.72 | 13.8905
9.73 | 13.9199
9.74 | 13.9493
9.75 | 13.9787
9.76 | 14.0082
9.77 | 14.0377
9.78 | 14.0673
9.79 | 14.0968
9.8 | 14.1264
9.81 | 14.1561
9.82 | 14.1857
9.83 | 14.2154
9.84 | 14.2451
9.85 | 14.2749
9.86 | 14.3047
9.87 | 14.3345
9.88 | 14.3643
9.89 | 14.3942
9.9 | 14.4241
9.91 | 14.454
9.92 | 14.484
9.93 | 14.514
9.94 | 14.544
9.95 | 14.574
9.96 | 14.6041
9.97 | 14.6342
9.98 | 14.6644
9.99 | 14.6945
10 | 14.7247
10.01 | 14.755
10.02 | 14.7852
10.03 | 14.8155
10.04 | 14.8458
10.05 | 14.8762
10.06 | 14.9065
10.07 | 14.937
10.08 | 14.9674
10.09 | 14.9979
10.1 | 15.0284
10.11 | 15.0589
10.12 | 15.0894
10.13 | 15.12
10.14 | 15.1506
10.15 | 15.1813
10.16 | 15.212
10.17 | 15.2427
10.18 | 15.2734
10.19 | 15.3042
10.2 | 15.335
10.21 | 15.3658
10.22 | 15.3966
10.23 | 15.4275
10.24 | 15.4584
10.25 | 15.4894
10.26 | 15.5203
10.27 | 15.5514
10.28 | 15.5824
10.29 | 15.6134
10.3 | 15.6445
10.31 | 15.6757
10.32 | 15.7068
10.33 | 15.738
10.34 | 15.7692
10.35 | 15.8004
10.36 | 15.8317
10.37 | 15.863
10.38 | 15.8943
10.39 | 15.9257
10.4 | 15.9571
10.41 | 15.9885
10.42 | 16.0199
10.43 | 16.0514
10.44 | 16.0829
10.45 | 16.1145
10.46 | 16.146
10.47 | 16.1776
10.48 | 16.2093
10.49 | 16.2409
10.5 | 16.2726
10.51 | 16.3043
10.52 | 16.336
10.53 | 16.3678
10.54 | 16.3996
10.55 | 16.4315
10.56 | 16.4633
10.57 | 16.4952
10.58 | 16.5271
10.59 | 16.5591
10.6 | 16.591
10.61 | 16.6231
10.62 | 16.6551
10.63 | 16.6872
10.64 | 16.7193
10.65 | 16.7514
10.66 | 16.7835
10.67 | 16.8157
10.68 | 16.8479
10.69 | 16.8802
10.7 | 16.9125
10.71 | 16.9448
10.72 | 16.9771
10.73 | 17.0094
10.74 | 17.0418
10.75 | 17.0743
10.76 | 17.1067
10.77 | 17.1392
10.78 | 17.1717
10.79 | 17.2042
10.8 | 17.2368
10.81 | 17.2694
10.82 | 17.302
10.83 | 17.3347
10.84 | 17.3674
10.85 | 17.4001
10.86 | 17.4328
10.87 | 17.4656
10.88 | 17.4984
10.89 | 17.5312
10.9 | 17.5641
10.91 | 17.597
10.92 | 17.6299
10.93 | 17.6628
10.94 | 17.6958
10.95 | 17.7288
10.96 | 17.7618
10.97 | 17.7949
10.98 | 17.828
10.99 | 17.8611
11 | 17.8943
11.01 | 17.9274
11.02 | 17.9606
11.03 | 17.9939
11.04 | 18.0272
11.05 | 18.0605
11.06 | 18.0938
11.07 | 18.1271
11.08 | 18.1605
11.09 | 18.1939
11.1 | 18.2274
11.11 | 18.2608
11.12 | 18.2943
11.13 | 18.3279
11.14 | 18.3614
11.15 | 18.395
11.16 | 18.4286
11.17 | 18.4623
11.18 | 18.496
11.19 | 18.5297
11.2 | 18.5634
11.21 | 18.5971
11.22 | 18.6309
11.23 | 18.6648
11.24 | 18.6986
11.25 | 18.7325
11.26 | 18.7664
11.27 | 18.8003
11.28 | 18.8343
11.29 | 18.8683
11.3 | 18.9023
11.31 | 18.9364
11.32 | 18.9704
11.33 | 19.0045
11.34 | 19.0387
11.35 | 19.0728
11.36 | 19.107
11.37 | 19.1413
11.38 | 19.1755
11.39 | 19.2098
11.4 | 19.2441
11.41 | 19.2785
11.42 | 19.3128
11.43 | 19.3472
11.44 | 19.3816
11.45 | 19.4161
11.46 | 19.4506
11.47 | 19.4851
11.48 | 19.5196
11.49 | 19.5542
11.5 | 19.5888
11.51 | 19.6234
11.52 | 19.6581
11.53 | 19.6928
11.54 | 19.7275
11.55 | 19.7622
11.56 | 19.797
11.57 | 19.8318
11.58 | 19.8666
11.59 | 19.9015
11.6 | 19.9364
11.61 | 19.9713
11.62 | 20.0062
11.63 | 20.0412
11.64 | 20.0762
11.65 | 20.1112
11.66 | 20.1463
11.67 | 20.1814
11.68 | 20.2165
11.69 | 20.2516
11.7 | 20.2868
11.71 | 20.322
11.72 | 20.3573
11.73 | 20.3925
11.74 | 20.4278
11.75 | 20.4631
11.76 | 20.4985
11.77 | 20.5338
11.78 | 20.5692
11.79 | 20.6047
11.8 | 20.6401
11.81 | 20.6756
11.82 | 20.7111
11.83 | 20.7467
11.84 | 20.7822
11.85 | 20.8178
11.86 | 20.8535
11.87 | 20.8891
11.88 | 20.9248
11.89 | 20.9605
11.9 | 20.9963
11.91 | 21.032
11.92 | 21.0678
11.93 | 21.1037
11.94 | 21.1395
11.95 | 21.1754
11.96 | 21.2113
11.97 | 21.2473
11.98 | 21.2832
11.99 | 21.3192
12 | 21.3553
12.01 | 21.3913
12.02 | 21.4274
12.03 | 21.4635
12.04 | 21.4997
12.05 | 21.5358
12.06 | 21.572
12.07 | 21.6083
12.08 | 21.6445
12.09 | 21.6808
12.1 | 21.7171
12.11 | 21.7534
12.12 | 21.7898
12.13 | 21.8262
12.14 | 21.8626
12.15 | 21.8991
12.16 | 21.9356
12.17 | 21.9721
12.18 | 22.0086
12.19 | 22.0452
12.2 | 22.0818
12.21 | 22.1184
12.22 | 22.155
12.23 | 22.1917
12.24 | 22.2284
12.25 | 22.2652
12.26 | 22.3019
12.27 | 22.3387
12.28 | 22.3755
12.29 | 22.4124
12.3 | 22.4493
12.31 | 22.4862
12.32 | 22.5231
12.33 | 22.56
12.34 | 22.597
12.35 | 22.634
12.36 | 22.6711
12.37 | 22.7082
12.38 | 22.7453
12.39 | 22.7824
12.4 | 22.8195
12.41 | 22.8567
12.42 | 22.8939
12.43 | 22.9312
12.44 | 22.9684
12.45 | 23.0057
12.46 | 23.0431
12.47 | 23.0804
12.48 | 23.1178
12.49 | 23.1552
12.5 | 23.1926
12.51 | 23.2301
12.52 | 23.2676
12.53 | 23.3051
12.54 | 23.3427
12.55 | 23.3802
12.56 | 23.4178
12.57 | 23.4555
12.58 | 23.4931
12.59 | 23.5308
12.6 | 23.5685
12.61 | 23.6063
12.62 | 23.644
12.63 | 23.6818
12.64 | 23.7197
12.65 | 23.7575
12.66 | 23.7954
12.67 | 23.8333
12.68 | 23.8712
12.69 | 23.9092
12.7 | 23.9472
12.71 | 23.9852
12.72 | 24.0233
12.73 | 24.0613
12.74 | 24.0995
12.75 | 24.1376
12.76 | 24.1757
12.77 | 24.2139
12.78 | 24.2521
12.79 | 24.2904
12.8 | 24.3287
12.81 | 24.367
12.82 | 24.4053
12.83 | 24.4436
12.84 | 24.482
12.85 | 24.5204
12.86 | 24.5589
12.87 | 24.5973
12.88 | 24.6358
12.89 | 24.6743
12.9 | 24.7129
12.91 | 24.7514
12.92 | 24.7901
12.93 | 24.8287
12.94 | 24.8673
12.95 | 24.906
12.96 | 24.9447
12.97 | 24.9835
12.98 | 25.0222
12.99 | 25.061
13 | 25.0999
13.01 | 25.1387
13.02 | 25.1776
13.03 | 25.2165
13.04 | 25.2554
13.05 | 25.2944
13.06 | 25.3334
13.07 | 25.3724
13.08 | 25.4114
13.09 | 25.4505
13.1 | 25.4896
13.11 | 25.5287
13.12 | 25.5679
13.13 | 25.607
13.14 | 25.6462
13.15 | 25.6855
13.16 | 25.7247
13.17 | 25.764
13.18 | 25.8033
13.19 | 25.8427
13.2 | 25.8821
13.21 | 25.9215
13.22 | 25.9609
13.23 | 26.0003
13.24 | 26.0398
13.25 | 26.0793
13.26 | 26.1188
13.27 | 26.1584
13.28 | 26.198
13.29 | 26.2376
13.3 | 26.2773
13.31 | 26.3169
13.32 | 26.3566
13.33 | 26.3963
13.34 | 26.4361
13.35 | 26.4759
13.36 | 26.5157
13.37 | 26.5555
13.38 | 26.5954
13.39 | 26.6353
13.4 | 26.6752
13.41 | 26.7151
13.42 | 26.7551
13.43 | 26.7951
13.44 | 26.8351
13.45 | 26.8752
13.46 | 26.9152
13.47 | 26.9553
13.48 | 26.9955
13.49 | 27.0356
13.5 | 27.0758
13.51 | 27.116
13.52 | 27.1563
13.53 | 27.1965
13.54 | 27.2368
13.55 | 27.2772
13.56 | 27.3175
13.57 | 27.3579
13.58 | 27.3983
13.59 | 27.4387
13.6 | 27.4792
13.61 | 27.5197
13.62 | 27.5602
13.63 | 27.6007
13.64 | 27.6413
13.65 | 27.6819
13.66 | 27.7225
13.67 | 27.7631
13.68 | 27.8038
13.69 | 27.8445
13.7 | 27.8852
13.71 | 27.926
13.72 | 27.9667
13.73 | 28.0076
13.74 | 28.0484
13.75 | 28.0892
13.76 | 28.1301
13.77 | 28.171
13.78 | 28.212
13.79 | 28.2529
13.8 | 28.2939
13.81 | 28.335
13.82 | 28.376
13.83 | 28.4171
13.84 | 28.4582
13.85 | 28.4993
13.86 | 28.5405
13.87 | 28.5816
13.88 | 28.6229
13.89 | 28.6641
13.9 | 28.7053
13.91 | 28.7466
13.92 | 28.788
13.93 | 28.8293
13.94 | 28.8707
13.95 | 28.9121
13.96 | 28.9535
13.97 | 28.9949
13.98 | 29.0364
13.99 | 29.0779
14 | 29.1194
14.01 | 29.161
14.02 | 29.2026
14.03 | 29.2442
14.04 | 29.2858
14.05 | 29.3275
14.06 | 29.3691
14.07 | 29.4109
14.08 | 29.4526
14.09 | 29.4944
14.1 | 29.5362
14.11 | 29.578
14.12 | 29.6198
14.13 | 29.6617
14.14 | 29.7036
14.15 | 29.7455
14.16 | 29.7875
14.17 | 29.8294
14.18 | 29.8715
14.19 | 29.9135
14.2 | 29.9555
14.21 | 29.9976
14.22 | 30.0397
14.23 | 30.0819
14.24 | 30.124
14.25 | 30.1662
14.26 | 30.2084
14.27 | 30.2507
14.28 | 30.2929
14.29 | 30.3352
14.3 | 30.3776
14.31 | 30.4199
14.32 | 30.4623
14.33 | 30.5047
14.34 | 30.5471
14.35 | 30.5896
14.36 | 30.632
14.37 | 30.6745
14.38 | 30.7171
14.39 | 30.7596
14.4 | 30.8022
14.41 | 30.8448
14.42 | 30.8875
14.43 | 30.9301
14.44 | 30.9728
14.45 | 31.0155
14.46 | 31.0583
14.47 | 31.101
14.48 | 31.1438
14.49 | 31.1866
14.5 | 31.2295
14.51 | 31.2724
14.52 | 31.3153
14.53 | 31.3582
14.54 | 31.4011
14.55 | 31.4441
14.56 | 31.4871
14.57 | 31.5301
14.58 | 31.5732
14.59 | 31.6163
14.6 | 31.6594
14.61 | 31.7025
14.62 | 31.7457
14.63 | 31.7888
14.64 | 31.832
14.65 | 31.8753
14.66 | 31.9185
14.67 | 31.9618
14.68 | 32.0051
14.69 | 32.0485
14.7 | 32.0919
14.71 | 32.1352
14.72 | 32.1787
14.73 | 32.2221
14.74 | 32.2656
14.75 | 32.3091
14.76 | 32.3526
14.77 | 32.3961
14.78 | 32.4397
14.79 | 32.4833
14.8 | 32.5269
14.81 | 32.5706
14.82 | 32.6143
14.83 | 32.658
14.84 | 32.7017
14.85 | 32.7454
14.86 | 32.7892
14.87 | 32.833
14.88 | 32.8768
14.89 | 32.9207
14.9 | 32.9646
14.91 | 33.0085
14.92 | 33.0524
14.93 | 33.0964
14.94 | 33.1404
14.95 | 33.1844
14.96 | 33.2284
14.97 | 33.2725
14.98 | 33.3166
14.99 | 33.3607
15 | 33.4048
15.01 | 33.449
15.02 | 33.4932
15.03 | 33.5374
15.04 | 33.5816
15.05 | 33.6259
15.06 | 33.6702
15.07 | 33.7145
15.08 | 33.7588
15.09 | 33.8032
15.1 | 33.8476
15.11 | 33.892
15.12 | 33.9365
15.13 | 33.9809
15.14 | 34.0254
15.15 | 34.0699
15.16 | 34.1145
15.17 | 34.1591
15.18 | 34.2037
15.19 | 34.2483
15.2 | 34.2929
15.21 | 34.3376
15.22 | 34.3823
15.23 | 34.427
15.24 | 34.4718
15.25 | 34.5166
15.26 | 34.5614
15.27 | 34.6062
15.28 | 34.651
15.29 | 34.6959
15.3 | 34.7408
15.31 | 34.7857
15.32 | 34.8307
15.33 | 34.8757
15.34 | 34.9207
15.35 | 34.9657
15.36 | 35.0108
15.37 | 35.0558
15.38 | 35.1009
15.39 | 35.1461
15.4 | 35.1912
15.41 | 35.2364
15.42 | 35.2816
15.43 | 35.3268
15.44 | 35.3721
15.45 | 35.4174
15.46 | 35.4627
15.47 | 35.508
15.48 | 35.5534
15.49 | 35.5988
15.5 | 35.6442
15.51 | 35.6896
15.52 | 35.7351
15.53 | 35.7805
15.54 | 35.826
15.55 | 35.8716
15.56 | 35.9171
15.57 | 35.9627
15.58 | 36.0083
15.59 | 36.054
15.6 | 36.0996
15.61 | 36.1453
15.62 | 36.191
15.63 | 36.2367
15.64 | 36.2825
15.65 | 36.3283
15.66 | 36.3741
15.67 | 36.4199
15.68 | 36.4658
15.69 | 36.5117
15.7 | 36.5576
15.71 | 36.6035
15.72 | 36.6494
15.73 | 36.6954
15.74 | 36.7414
15.75 | 36.7875
15.76 | 36.8335
15.77 | 36.8796
15.78 | 36.9257
15.79 | 36.9718
15.8 | 37.018
15.81 | 37.0642
15.82 | 37.1104
15.83 | 37.1566
15.84 | 37.2029
15.85 | 37.2491
15.86 | 37.2954
15.87 | 37.3418
15.88 | 37.3881
15.89 | 37.4345
15.9 | 37.4809
15.91 | 37.5273
15.92 | 37.5738
15.93 | 37.6203
15.94 | 37.6668
15.95 | 37.7133
15.96 | 37.7598
15.97 | 37.8064
15.98 | 37.853
15.99 | 37.8996
16 | 37.9463
16.01 | 37.993
16.02 | 38.0397
16.03 | 38.0864
16.04 | 38.1331
16.05 | 38.1799
16.06 | 38.2267
16.07 | 38.2735
16.08 | 38.3204
16.09 | 38.3672
16.1 | 38.4141
16.11 | 38.4611
16.12 | 38.508
16.13 | 38.555
16.14 | 38.602
16.15 | 38.649
16.16 | 38.696
16.17 | 38.7431
16.18 | 38.7902
16.19 | 38.8373
16.2 | 38.8844
16.21 | 38.9316
16.22 | 38.9788
16.23 | 39.026
16.24 | 39.0732
16.25 | 39.1205
16.26 | 39.1678
16.27 | 39.2151
16.28 | 39.2624
16.29 | 39.3098
16.3 | 39.3572
16.31 | 39.4046
16.32 | 39.452
16.33 | 39.4995
16.34 | 39.5469
16.35 | 39.5944
16.36 | 39.642
16.37 | 39.6895
16.38 | 39.7371
16.39 | 39.7847
16.4 | 39.8323
16.41 | 39.88
16.42 | 39.9276
16.43 | 39.9753
16.44 | 40.0231
16.45 | 40.0708
16.46 | 40.1186
16.47 | 40.1664
16.48 | 40.2142
16.49 | 40.262
16.5 | 40.3099
16.51 | 40.3578
16.52 | 40.4057
16.53 | 40.4536
16.54 | 40.5016
16.55 | 40.5496
16.56 | 40.5976
16.57 | 40.6456
16.58 | 40.6937
16.59 | 40.7418
16.6 | 40.7899
16.61 | 40.838
16.62 | 40.8862
16.63 | 40.9343
16.64 | 40.9826
16.65 | 41.0308
16.66 | 41.079
16.67 | 41.1273
16.68 | 41.1756
16.69 | 41.2239
16.7 | 41.2723
16.71 | 41.3206
16.72 | 41.369
16.73 | 41.4174
16.74 | 41.4659
16.75 | 41.5144
16.76 | 41.5628
16.77 | 41.6114
16.78 | 41.6599
16.79 | 41.7084
16.8 | 41.757
16.81 | 41.8056
16.82 | 41.8543
16.83 | 41.9029
16.84 | 41.9516
16.85 | 42.0003
16.86 | 42.049
16.87 | 42.0978
16.88 | 42.1466
16.89 | 42.1953
16.9 | 42.2442
16.91 | 42.293
16.92 | 42.3419
16.93 | 42.3908
16.94 | 42.4397
16.95 | 42.4886
16.96 | 42.5376
16.97 | 42.5866
16.98 | 42.6356
16.99 | 42.6846
17 | 42.7337
17.01 | 42.7827
17.02 | 42.8319
17.03 | 42.881
17.04 | 42.9301
17.05 | 42.9793
17.06 | 43.0285
17.07 | 43.0777
17.08 | 43.127
17.09 | 43.1762
17.1 | 43.2255
17.11 | 43.2748
17.12 | 43.3242
17.13 | 43.3735
17.14 | 43.4229
17.15 | 43.4723
17.16 | 43.5218
17.17 | 43.5712
17.18 | 43.6207
17.19 | 43.6702
17.2 | 43.7197
17.21 | 43.7693
17.22 | 43.8188
17.23 | 43.8684
17.24 | 43.918
17.25 | 43.9677
17.26 | 44.0174
17.27 | 44.067
17.28 | 44.1168
17.29 | 44.1665
17.3 | 44.2162
17.31 | 44.266
17.32 | 44.3158
17.33 | 44.3657
17.34 | 44.4155
17.35 | 44.4654
17.36 | 44.5153
17.37 | 44.5652
17.38 | 44.6151
17.39 | 44.6651
17.4 | 44.7151
17.41 | 44.7651
17.42 | 44.8151
17.43 | 44.8652
17.44 | 44.9153
17.45 | 44.9654
17.46 | 45.0155
17.47 | 45.0657
17.48 | 45.1158
17.49 | 45.166
17.5 | 45.2162
17.51 | 45.2665
17.52 | 45.3167
17.53 | 45.367
17.54 | 45.4173
17.55 | 45.4677
17.56 | 45.518
17.57 | 45.5684
17.58 | 45.6188
17.59 | 45.6692
17.6 | 45.7197
17.61 | 45.7702
17.62 | 45.8207
17.63 | 45.8712
17.64 | 45.9217
17.65 | 45.9723
17.66 | 46.0229
17.67 | 46.0735
17.68 | 46.1241
17.69 | 46.1748
17.7 | 46.2254
17.71 | 46.2761
17.72 | 46.3269
17.73 | 46.3776
17.74 | 46.4284
17.75 | 46.4792
17.76 | 46.53
17.77 | 46.5808
17.78 | 46.6317
17.79 | 46.6825
17.8 | 46.7334
17.81 | 46.7844
17.82 | 46.8353
17.83 | 46.8863
17.84 | 46.9373
17.85 | 46.9883
17.86 | 47.0393
17.87 | 47.0904
17.88 | 47.1415
17.89 | 47.1926
17.9 | 47.2437
17.91 | 47.2949
17.92 | 47.346
17.93 | 47.3972
17.94 | 47.4485
17.95 | 47.4997
17.96 | 47.551
17.97 | 47.6023
17.98 | 47.6536
17.99 | 47.7049
18 | 47.7562
18.01 | 47.8076
18.02 | 47.859
18.03 | 47.9104
18.04 | 47.9619
18.05 | 48.0134
18.06 | 48.0648
18.07 | 48.1164
18.08 | 48.1679
18.09 | 48.2194
18.1 | 48.271
18.11 | 48.3226
18.12 | 48.3742
18.13 | 48.4259
18.14 | 48.4775
18.15 | 48.5292
18.16 | 48.5809
18.17 | 48.6327
18.18 | 48.6844
18.19 | 48.7362
18.2 | 48.788
18.21 | 48.8398
18.22 | 48.8917
18.23 | 48.9435
18.24 | 48.9954
18.25 | 49.0473
18.26 | 49.0993
18.27 | 49.1512
18.28 | 49.2032
18.29 | 49.2552
18.3 | 49.3072
18.31 | 49.3593
18.32 | 49.4113
18.33 | 49.4634
18.34 | 49.5155
18.35 | 49.5677
18.36 | 49.6198
18.37 | 49.672
18.38 | 49.7242
18.39 | 49.7764
18.4 | 49.8287
18.41 | 49.8809
18.42 | 49.9332
18.43 | 49.9855
18.44 | 50.0378
18.45 | 50.0902
18.46 | 50.1426
18.47 | 50.195
18.48 | 50.2474
18.49 | 50.2998
18.5 | 50.3523
18.51 | 50.4048
18.52 | 50.4573
18.53 | 50.5098
18.54 | 50.5623
18.55 | 50.6149
18.56 | 50.6675
18.57 | 50.7201
18.58 | 50.7727
18.59 | 50.8254
18.6 | 50.8781
18.61 | 50.9308
18.62 | 50.9835
18.63 | 51.0362
18.64 | 51.089
18.65 | 51.1418
18.66 | 51.1946
18.67 | 51.2474
18.68 | 51.3003
18.69 | 51.3532
18.7 | 51.4061
18.71 | 51.459
18.72 | 51.5119
18.73 | 51.5649
18.74 | 51.6179
18.75 | 51.6709
18.76 | 51.7239
18.77 | 51.7769
18.78 | 51.83
18.79 | 51.8831
18.8 | 51.9362
18.81 | 51.9893
18.82 | 52.0425
18.83 | 52.0957
18.84 | 52.1489
18.85 | 52.2021
18.86 | 52.2553
18.87 | 52.3086
18.88 | 52.3619
18.89 | 52.4152
18.9 | 52.4685
18.91 | 52.5218
18.92 | 52.5752
18.93 | 52.6286
18.94 | 52.682
18.95 | 52.7354
18.96 | 52.7889
18.97 | 52.8424
18.98 | 52.8959
18.99 | 52.9494
19 | 53.0029
19.01 | 53.0565
19.02 | 53.11
19.03 | 53.1636
19.04 | 53.2173
19.05 | 53.2709
19.06 | 53.3246
19.07 | 53.3783
19.08 | 53.432
19.09 | 53.4857
19.1 | 53.5395
19.11 | 53.5932
19.12 | 53.647
19.13 | 53.7008
19.14 | 53.7547
19.15 | 53.8085
19.16 | 53.8624
19.17 | 53.9163
19.18 | 53.9702
19.19 | 54.0242
19.2 | 54.0781
19.21 | 54.1321
19.22 | 54.1861
19.23 | 54.2401
19.24 | 54.2942
19.25 | 54.3482
19.26 | 54.4023
19.27 | 54.4564
19.28 | 54.5106
19.29 | 54.5647
19.3 | 54.6189
19.31 | 54.6731
19.32 | 54.7273
19.33 | 54.7815
19.34 | 54.8358
19.35 | 54.8901
19.36 | 54.9443
19.37 | 54.9987
19.38 | 55.053
19.39 | 55.1074
19.4 | 55.1617
19.41 | 55.2161
19.42 | 55.2706
19.43 | 55.325
19.44 | 55.3795
19.45 | 55.434
19.46 | 55.4885
19.47 | 55.543
19.48 | 55.5975
19.49 | 55.6521
19.5 | 55.7067
19.51 | 55.7613
19.52 | 55.8159
19.53 | 55.8706
19.54 | 55.9252
19.55 | 55.9799
19.56 | 56.0346
19.57 | 56.0894
19.58 | 56.1441
19.59 | 56.1989
19.6 | 56.2537
19.61 | 56.3085
19.62 | 56.3633
19.63 | 56.4182
19.64 | 56.4731
19.65 | 56.528
19.66 | 56.5829
19.67 | 56.6378
19.68 | 56.6928
19.69 | 56.7477
19.7 | 56.8027
19.71 | 56.8578
19.72 | 56.9128
19.73 | 56.9678
19.74 | 57.0229
19.75 | 57.078
19.76 | 57.1331
19.77 | 57.1883
19.78 | 57.2435
19.79 | 57.2986
19.8 | 57.3538
19.81 | 57.4091
19.82 | 57.4643
19.83 | 57.5196
19.84 | 57.5748
19.85 | 57.6301
19.86 | 57.6855
19.87 | 57.7408
19.88 | 57.7962
19.89 | 57.8516
19.9 | 57.907
19.91 | 57.9624
19.92 | 58.0178
19.93 | 58.0733
19.94 | 58.1288
19.95 | 58.1843
19.96 | 58.2398
19.97 | 58.2954
19.98 | 58.3509
19.99 | 58.4065
20 | 58.4621
20.01 | 58.5177
20.02 | 58.5734
20.03 | 58.629
20.04 | 58.6847
20.05 | 58.7404
20.06 | 58.7962
20.07 | 58.8519
20.08 | 58.9077
20.09 | 58.9635
20.1 | 59.0193
20.11 | 59.0751
20.12 | 59.1309
20.13 | 59.1868
20.14 | 59.2427
20.15 | 59.2986
20.16 | 59.3545
20.17 | 59.4105
20.18 | 59.4664
20.19 | 59.5224
20.2 | 59.5784
20.21 | 59.6344
20.22 | 59.6905
20.23 | 59.7465
20.24 | 59.8026
20.25 | 59.8587
20.26 | 59.9149
20.27 | 59.971
20.28 | 60.0272
20.29 | 60.0833
20.3 | 60.1395
20.31 | 60.1958
20.32 | 60.252
20.33 | 60.3083
20.34 | 60.3645
20.35 | 60.4208
20.36 | 60.4772
20.37 | 60.5335
20.38 | 60.5899
20.39 | 60.6462
20.4 | 60.7026
20.41 | 60.7591
20.42 | 60.8155
20.43 | 60.872
20.44 | 60.9284
20.45 | 60.9849
20.46 | 61.0414
20.47 | 61.098
20.48 | 61.1545
20.49 | 61.2111
20.5 | 61.2677
20.51 | 61.3243
20.52 | 61.3809
20.53 | 61.4376
20.54 | 61.4943
20.55 | 61.551
20.56 | 61.6077
20.57 | 61.6644
20.58 | 61.7211
20.59 | 61.7779
20.6 | 61.8347
20.61 | 61.8915
20.62 | 61.9483
20.63 | 62.0052
20.64 | 62.062
20.65 | 62.1189
20.66 | 62.1758
20.67 | 62.2328
20.68 | 62.2897
20.69 | 62.3467
20.7 | 62.4036
20.71 | 62.4606
20.72 | 62.5177
20.73 | 62.5747
20.74 | 62.6318
20.75 | 62.6888
20.76 | 62.7459
20.77 | 62.803
20.78 | 62.8602
20.79 | 62.9173
20.8 | 62.9745
20.81 | 63.0317
20.82 | 63.0889
20.83 | 63.1461
20.84 | 63.2034
20.85 | 63.2606
20.86 | 63.3179
20.87 | 63.3752
20.88 | 63.4326
20.89 | 63.4899
20.9 | 63.5473
20.91 | 63.6046
20.92 | 63.662
20.93 | 63.7195
20.94 | 63.7769
20.95 | 63.8344
20.96 | 63.8918
20.97 | 63.9493
20.98 | 64.0068
20.99 | 64.0644
21 | 64.1219
21.01 | 64.1795
21.02 | 64.2371
21.03 | 64.2947
21.04 | 64.3523
21.05 | 64.41
21.06 | 64.4676
21.07 | 64.5253
21.08 | 64.583
21.09 | 64.6407
21.1 | 64.6985
21.11 | 64.7562
21.12 | 64.814
21.13 | 64.8718
21.14 | 64.9296
21.15 | 64.9874
21.16 | 65.0453
21.17 | 65.1032
21.18 | 65.161
21.19 | 65.219
21.2 | 65.2769
21.21 | 65.3348
21.22 | 65.3928
21.23 | 65.4508
21.24 | 65.5088
21.25 | 65.5668
21.26 | 65.6248
21.27 | 65.6829
21.28 | 65.7409
21.29 | 65.799
21.3 | 65.8571
21.31 | 65.9153
21.32 | 65.9734
21.33 | 66.0316
21.34 | 66.0898
21.35 | 66.148
21.36 | 66.2062
21.37 | 66.2644
21.38 | 66.3227
21.39 | 66.381
21.4 | 66.4393
21.41 | 66.4976
21.42 | 66.5559
21.43 | 66.6143
21.44 | 66.6726
21.45 | 66.731
21.46 | 66.7894
21.47 | 66.8478
21.48 | 66.9063
21.49 | 66.9647
21.5 | 67.0232
21.51 | 67.0817
21.52 | 67.1402
21.53 | 67.1988
21.54 | 67.2573
21.55 | 67.3159
21.56 | 67.3745
21.57 | 67.4331
21.58 | 67.4917
21.59 | 67.5503
21.6 | 67.609
21.61 | 67.6677
21.62 | 67.7264
21.63 | 67.7851
21.64 | 67.8438
21.65 | 67.9026
21.66 | 67.9613
21.67 | 68.0201
21.68 | 68.0789
21.69 | 68.1377
21.7 | 68.1966
21.71 | 68.2554
21.72 | 68.3143
21.73 | 68.3732
21.74 | 68.4321
21.75 | 68.491
21.76 | 68.55
21.77 | 68.6089
21.78 | 68.6679
21.79 | 68.7269
21.8 | 68.7859
21.81 | 68.845
21.82 | 68.904
21.83 | 68.9631
21.84 | 69.0222
21.85 | 69.0813
21.86 | 69.1404
21.87 | 69.1996
21.88 | 69.2587
21.89 | 69.3179
21.9 | 69.3771
21.91 | 69.4363
21.92 | 69.4955
21.93 | 69.5548
21.94 | 69.6141
21.95 | 69.6733
21.96 | 69.7326
21.97 | 69.792
21.98 | 69.8513
21.99 | 69.9106
22 | 69.97
22.01 | 70.0294
22.02 | 70.0888
22.03 | 70.1482
22.04 | 70.2077
22.05 | 70.2671
22.06 | 70.3266
22.07 | 70.3861
22.08 | 70.4456
22.09 | 70.5051
22.1 | 70.5647
22.11 | 70.6243
22.12 | 70.6838
22.13 | 70.7434
22.14 | 70.8031
22.15 | 70.8627
22.16 | 70.9223
22.17 | 70.982
22.18 | 71.0417
22.19 | 71.1014
22.2 | 71.1611
22.21 | 71.2209
22.22 | 71.2806
22.23 | 71.3404
22.24 | 71.4002
22.25 | 71.46
22.26 | 71.5198
22.27 | 71.5796
22.28 | 71.6395
22.29 | 71.6994
22.3 | 71.7593
22.31 | 71.8192
22.32 | 71.8791
22.33 | 71.9391
22.34 | 71.999
22.35 | 72.059
22.36 | 72.119
22.37 | 72.179
22.38 | 72.239
22.39 | 72.2991
22.4 | 72.3591
22.41 | 72.4192
22.42 | 72.4793
22.43 | 72.5394
22.44 | 72.5996
22.45 | 72.6597
22.46 | 72.7199
22.47 | 72.7801
22.48 | 72.8403
22.49 | 72.9005
22.5 | 72.9607
22.51 | 73.021
22.52 | 73.0812
22.53 | 73.1415
22.54 | 73.2018
22.55 | 73.2621
22.56 | 73.3225
22.57 | 73.3828
22.58 | 73.4432
22.59 | 73.5036
22.6 | 73.564
22.61 | 73.6244
22.62 | 73.6848
22.63 | 73.7453
22.64 | 73.8058
22.65 | 73.8662
22.66 | 73.9268
22.67 | 73.9873
22.68 | 74.0478
22.69 | 74.1084
22.7 | 74.1689
22.71 | 74.2295
22.72 | 74.2901
22.73 | 74.3507
22.74 | 74.4114
22.75 | 74.472
22.76 | 74.5327
22.77 | 74.5934
22.78 | 74.6541
22.79 | 74.7148
22.8 | 74.7755
22.81 | 74.8363
22.82 | 74.8971
22.83 | 74.9578
22.84 | 75.0186
22.85 | 75.0795
22.86 | 75.1403
22.87 | 75.2012
22.88 | 75.262
22.89 | 75.3229
22.9 | 75.3838
22.91 | 75.4447
22.92 | 75.5057
22.93 | 75.5666
22.94 | 75.6276
22.95 | 75.6885
22.96 | 75.7495
22.97 | 75.8106
22.98 | 75.8716
22.99 | 75.9326
23 | 75.9937
23.01 | 76.0548
23.02 | 76.1159
23.03 | 76.177
23.04 | 76.2381
23.05 | 76.2993
23.06 | 76.3604
23.07 | 76.4216
23.08 | 76.4828
23.09 | 76.544
23.1 | 76.6052
23.11 | 76.6665
23.12 | 76.7277
23.13 | 76.789
23.14 | 76.8503
23.15 | 76.9116
23.16 | 76.9729
23.17 | 77.0343
23.18 | 77.0956
23.19 | 77.157
23.2 | 77.2184
23.21 | 77.2798
23.22 | 77.3412
23.23 | 77.4026
23.24 | 77.4641
23.25 | 77.5255
23.26 | 77.587
23.27 | 77.6485
23.28 | 77.71
23.29 | 77.7716
23.3 | 77.8331
23.31 | 77.8947
23.32 | 77.9562
23.33 | 78.0178
23.34 | 78.0794
23.35 | 78.1411
23.36 | 78.2027
23.37 | 78.2644
23.38 | 78.326
23.39 | 78.3877
23.4 | 78.4494
23.41 | 78.5112
23.42 | 78.5729
23.43 | 78.6346
23.44 | 78.6964
23.45 | 78.7582
23.46 | 78.82
23.47 | 78.8818
23.48 | 78.9436
23.49 | 79.0055
23.5 | 79.0673
23.51 | 79.1292
23.52 | 79.1911
23.53 | 79.253
23.54 | 79.3149
23.55 | 79.3769
23.56 | 79.4388
23.57 | 79.5008
23.58 | 79.5628
23.59 | 79.6248
23.6 | 79.6868
23.61 | 79.7488
23.62 | 79.8109
23.63 | 79.8729
23.64 | 79.935
23.65 | 79.9971
23.66 | 80.0592
23.67 | 80.1213
23.68 | 80.1835
23.69 | 80.2456
23.7 | 80.3078
23.71 | 80.37
23.72 | 80.4322
23.73 | 80.4944
23.74 | 80.5566
23.75 | 80.6189
23.76 | 80.6811
23.77 | 80.7434
23.78 | 80.8057
23.79 | 80.868
23.8 | 80.9303
23.81 | 80.9927
23.82 | 81.055
23.83 | 81.1174
23.84 | 81.1798
23.85 | 81.2422
23.86 | 81.3046
23.87 | 81.367
23.88 | 81.4294
23.89 | 81.4919
23.9 | 81.5544
23.91 | 81.6169
23.92 | 81.6794
23.93 | 81.7419
23.94 | 81.8044
23.95 | 81.867
23.96 | 81.9295
23.97 | 81.9921
23.98 | 82.0547
23.99 | 82.1173
24 | 82.1799
24.01 | 82.2426
24.02 | 82.3052
24.03 | 82.3679
24.04 | 82.4306
24.05 | 82.4933
24.06 | 82.556
24.07 | 82.6187
24.08 | 82.6814
24.09 | 82.7442
24.1 | 82.807
24.11 | 82.8698
24.12 | 82.9326
24.13 | 82.9954
24.14 | 83.0582
24.15 | 83.121
24.16 | 83.1839
24.17 | 83.2468
24.18 | 83.3097
24.19 | 83.3726
24.2 | 83.4355
24.21 | 83.4984
24.22 | 83.5614
24.23 | 83.6243
24.24 | 83.6873
24.25 | 83.7503
24.26 | 83.8133
24.27 | 83.8763
24.28 | 83.9394
24.29 | 84.0024
24.3 | 84.0655
24.31 | 84.1286
24.32 | 84.1917
24.33 | 84.2548
24.34 | 84.3179
24.35 | 84.381
24.36 | 84.4442
24.37 | 84.5073
24.38 | 84.5705
24.39 | 84.6337
24.4 | 84.6969
24.41 | 84.7601
24.42 | 84.8234
24.43 | 84.8866
24.44 | 84.9499
24.45 | 85.0132
24.46 | 85.0765
24.47 | 85.1398
24.48 | 85.2031
24.49 | 85.2664
24.5 | 85.3298
24.51 | 85.3932
24.52 | 85.4565
24.53 | 85.5199
24.54 | 85.5834
24.55 | 85.6468
24.56 | 85.7102
24.57 | 85.7737
24.58 | 85.8371
24.59 | 85.9006
24.6 | 85.9641
24.61 | 86.0276
24.62 | 86.0911
24.63 | 86.1547
24.64 | 86.2182
24.65 | 86.2818
24.66 | 86.3454
24.67 | 86.409
24.68 | 86.4726
24.69 | 86.5362
24.7 | 86.5998
24.71 | 86.6635
24.72 | 86.7271
24.73 | 86.7908
24.74 | 86.8545
24.75 | 86.9182
24.76 | 86.9819
24.77 | 87.0456
24.78 | 87.1094
24.79 | 87.1731
24.8 | 87.2369
24.81 | 87.3007
24.82 | 87.3645
24.83 | 87.4283
24.84 | 87.4921
24.85 | 87.556
24.86 | 87.6198
24.87 | 87.6837
24.88 | 87.7476
24.89 | 87.8115
24.9 | 87.8754
24.91 | 87.9393
24.92 | 88.0033
24.93 | 88.0672
24.94 | 88.1312
24.95 | 88.1952
24.96 | 88.2591
24.97 | 88.3232
24.98 | 88.3872
24.99 | 88.4512
25 | 88.5153
25.01 | 88.5793
25.02 | 88.6434
25.03 | 88.7075
25.04 | 88.7716
25.05 | 88.8357
25.06 | 88.8998
25.07 | 88.964
25.08 | 89.0281
25.09 | 89.0923
25.1 | 89.1565
25.11 | 89.2207
25.12 | 89.2849
25.13 | 89.3491
25.14 | 89.4133
25.15 | 89.4776
25.16 | 89.5418
25.17 | 89.6061
25.18 | 89.6704
25.19 | 89.7347
25.2 | 89.799
25.21 | 89.8633
25.22 | 89.9277
25.23 | 89.992
25.24 | 90.0564
25.25 | 90.1208
25.26 | 90.1852
25.27 | 90.2496
25.28 | 90.314
25.29 | 90.3784
25.3 | 90.4429
25.31 | 90.5073
25.32 | 90.5718
25.33 | 90.6363
25.34 | 90.7008
25.35 | 90.7653
25.36 | 90.8298
25.37 | 90.8944
25.38 | 90.9589
25.39 | 91.0235
25.4 | 91.0881
25.41 | 91.1527
25.42 | 91.2173
25.43 | 91.2819
25.44 | 91.3465
25.45 | 91.4111
25.46 | 91.4758
25.47 | 91.5405
25.48 | 91.6051
25.49 | 91.6698
25.5 | 91.7345
25.51 | 91.7993
25.52 | 91.864
25.53 | 91.9287
25.54 | 91.9935
25.55 | 92.0583
25.56 | 92.123
25.57 | 92.1878
25.58 | 92.2527
25.59 | 92.3175
25.6 | 92.3823
25.61 | 92.4472
25.62 | 92.512
25.63 | 92.5769
25.64 | 92.6418
25.65 | 92.7067
25.66 | 92.7716
25.67 | 92.8365
25.68 | 92.9014
25.69 | 92.9664
25.7 | 93.0313
25.71 | 93.0963
25.72 | 93.1613
25.73 | 93.2263
25.74 | 93.2913
25.75 | 93.3563
25.76 | 93.4214
25.77 | 93.4864
25.78 | 93.5515
25.79 | 93.6165
25.8 | 93.6816
25.81 | 93.7467
25.82 | 93.8118
25.83 | 93.877
25.84 | 93.9421
25.85 | 94.0072
25.86 | 94.0724
25.87 | 94.1376
25.88 | 94.2028
25.89 | 94.268
25.9 | 94.3332
25.91 | 94.3984
25.92 | 94.4636
25.93 | 94.5289
25.94 | 94.5941
25.95 | 94.6594
25.96 | 94.7247
25.97 | 94.79
25.98 | 94.8553
25.99 | 94.9206
26 | 94.9859
26.01 | 95.0513
26.02 | 95.1166
26.03 | 95.182
26.04 | 95.2474
26.05 | 95.3127
26.06 | 95.3782
26.07 | 95.4436
26.08 | 95.509
26.09 | 95.5744
26.1 | 95.6399
26.11 | 95.7053
26.12 | 95.7708
26.13 | 95.8363
26.14 | 95.9018
26.15 | 95.9673
26.16 | 96.0328
26.17 | 96.0984
26.18 | 96.1639
26.19 | 96.2295
26.2 | 96.295
26.21 | 96.3606
26.22 | 96.4262
26.23 | 96.4918
26.24 | 96.5574
26.25 | 96.6231
26.26 | 96.6887
26.27 | 96.7544
26.28 | 96.82
26.29 | 96.8857
26.3 | 96.9514
26.31 | 97.0171
26.32 | 97.0828
26.33 | 97.1485
26.34 | 97.2143
26.35 | 97.28
26.36 | 97.3458
26.37 | 97.4115
26.38 | 97.4773
26.39 | 97.5431
26.4 | 97.6089
26.41 | 97.6747
26.42 | 97.7406
26.43 | 97.8064
26.44 | 97.8722
26.45 | 97.9381
26.46 | 98.004
26.47 | 98.0699
26.48 | 98.1358
26.49 | 98.2017
26.5 | 98.2676
26.51 | 98.3335
26.52 | 98.3995
26.53 | 98.4654
26.54 | 98.5314
26.55 | 98.5974
26.56 | 98.6633
26.57 | 98.7293
26.58 | 98.7954
26.59 | 98.8614
26.6 | 98.9274
26.61 | 98.9934
26.62 | 99.0595
26.63 | 99.1256
26.64 | 99.1916
26.65 | 99.2577
26.66 | 99.3238
26.67 | 99.3899
26.68 | 99.4561
26.69 | 99.5222
26.7 | 99.5883
26.71 | 99.6545
26.72 | 99.7207
26.73 | 99.7868
26.74 | 99.853
26.75 | 99.9192
26.76 | 99.9854
26.77 | 100.0517
26.78 | 100.1179
26.79 | 100.1841
26.8 | 100.2504
26.81 | 100.3167
26.82 | 100.3829
26.83 | 100.4492
26.84 | 100.5155
26.85 | 100.5818
26.86 | 100.6482
26.87 | 100.7145
26.88 | 100.7808
26.89 | 100.8472
26.9 | 100.9135
26.91 | 100.9799
26.92 | 101.0463
26.93 | 101.1127
26.94 | 101.1791
26.95 | 101.2455
26.96 | 101.312
26.97 | 101.3784
26.98 | 101.4448
26.99 | 101.5113
27 | 101.5778
27.01 | 101.6443
27.02 | 101.7107
27.03 | 101.7773
27.04 | 101.8438
27.05 | 101.9103
27.06 | 101.9768
27.07 | 102.0434
27.08 | 102.1099
27.09 | 102.1765
27.1 | 102.2431
27.11 | 102.3097
27.12 | 102.3763
27.13 | 102.4429
27.14 | 102.5095
27.15 | 102.5761
27.16 | 102.6428
27.17 | 102.7094
27.18 | 102.7761
27.19 | 102.8427
27.2 | 102.9094
27.21 | 102.9761
27.22 | 103.0428
27.23 | 103.1095
27.24 | 103.1762
27.25 | 103.243
27.26 | 103.3097
27.27 | 103.3765
27.28 | 103.4432
27.29 | 103.51
27.3 | 103.5768
27.31 | 103.6436
27.32 | 103.7104
27.33 | 103.7772
27.34 | 103.844
27.35 | 103.9109
27.36 | 103.9777
27.37 | 104.0446
27.38 | 104.1115
27.39 | 104.1783
27.4 | 104.2452
27.41 | 104.3121
27.42 | 104.379
27.43 | 104.4459
27.44 | 104.5129
27.45 | 104.5798
27.46 | 104.6467
27.47 | 104.7137
27.48 | 104.7807
27.49 | 104.8476
27.5 | 104.9146
27.51 | 104.9816
27.52 | 105.0486
27.53 | 105.1157
27.54 | 105.1827
27.55 | 105.2497
27.56 | 105.3168
27.57 | 105.3838
27.58 | 105.4509
27.59 | 105.518
27.6 | 105.585
27.61 | 105.6521
27.62 | 105.7192
27.63 | 105.7864
27.64 | 105.8535
27.65 | 105.9206
27.66 | 105.9878
27.67 | 106.0549
27.68 | 106.1221
27.69 | 106.1893
27.7 | 106.2564
27.71 | 106.3236
27.72 | 106.3908
27.73 | 106.458
27.74 | 106.5253
27.75 | 106.5925
27.76 | 106.6597
27.77 | 106.727
27.78 | 106.7942
27.79 | 106.8615
27.8 | 106.9288
27.81 | 106.9961
27.82 | 107.0634
27.83 | 107.1307
27.84 | 107.198
27.85 | 107.2653
27.86 | 107.3327
27.87 | 107.4
27.88 | 107.4674
27.89 | 107.5347
27.9 | 107.6021
27.91 | 107.6695
27.92 | 107.7369
27.93 | 107.8043
27.94 | 107.8717
27.95 | 107.9391
27.96 | 108.0065
27.97 | 108.074
27.98 | 108.1414
27.99 | 108.2089
28 | 108.2763
28.01 | 108.3438
28.02 | 108.4113
28.03 | 108.4788
28.04 | 108.5463
28.05 | 108.6138
28.06 | 108.6813
28.07 | 108.7488
28.08 | 108.8164
28.09 | 108.8839
28.1 | 108.9515
28.11 | 109.0191
28.12 | 109.0866
28.13 | 109.1542
28.14 | 109.2218
28.15 | 109.2894
28.16 | 109.357
28.17 | 109.4246
28.18 | 109.4923
28.19 | 109.5599
28.2 | 109.6275
28.21 | 109.6952
28.22 | 109.7629
28.23 | 109.8305
28.24 | 109.8982
28.25 | 109.9659
28.26 | 110.0336
28.27 | 110.1013
28.28 | 110.169
28.29 | 110.2368
28.3 | 110.3045
28.31 | 110.3722
28.32 | 110.44
28.33 | 110.5077
28.34 | 110.5755
28.35 | 110.6433
28.36 | 110.7111
28.37 | 110.7789
28.38 | 110.8467
28.39 | 110.9145
28.4 | 110.9823
28.41 | 111.0501
28.42 | 111.118
28.43 | 111.1858
28.44 | 111.2537
28.45 | 111.3215
28.46 | 111.3894
28.47 | 111.4573
28.48 | 111.5252
28.49 | 111.5931
28.5 | 111.661
28.51 | 111.7289
28.52 | 111.7968
28.53 | 111.8648
28.54 | 111.9327
28.55 | 112.0006
28.56 | 112.0686
28.57 | 112.1366
28.58 | 112.2045
28.59 | 112.2725
28.6 | 112.3405
28.61 | 112.4085
28.62 | 112.4765
28.63 | 112.5445
28.64 | 112.6126
28.65 | 112.6806
28.66 | 112.7486
28.67 | 112.8167
28.68 | 112.8847
28.69 | 112.9528
28.7 | 113.0209
28.71 | 113.0889
28.72 | 113.157
28.73 | 113.2251
28.74 | 113.2932
28.75 | 113.3613
28.76 | 113.4295
28.77 | 113.4976
28.78 | 113.5657
28.79 | 113.6339
28.8 | 113.702
28.81 | 113.7702
28.82 | 113.8384
28.83 | 113.9065
28.84 | 113.9747
28.85 | 114.0429
28.86 | 114.1111
28.87 | 114.1793
28.88 | 114.2475
28.89 | 114.3158
28.9 | 114.384
28.91 | 114.4522
28.92 | 114.5205
28.93 | 114.5887
28.94 | 114.657
28.95 | 114.7253
28.96 | 114.7935
28.97 | 114.8618
28.98 | 114.9301
28.99 | 114.9984
29 | 115.0667
29.01 | 115.135
29.02 | 115.2034
29.03 | 115.2717
29.04 | 115.34
29.05 | 115.4084
29.06 | 115.4767
29.07 | 115.5451
29.08 | 115.6135
29.09 | 115.6818
29.1 | 115.7502
29.11 | 115.8186
29.12 | 115.887
29.13 | 115.9554
29.14 | 116.0238
29.15 | 116.0923
29.16 | 116.1607
29.17 | 116.2291
29.18 | 116.2976
29.19 | 116.366
29.2 | 116.4345
29.21 | 116.503
29.22 | 116.5714
29.23 | 116.6399
29.24 | 116.7084
29.25 | 116.7769
29.26 | 116.8454
29.27 | 116.9139
29.28 | 116.9824
29.29 | 117.051
29.3 | 117.1195
29.31 | 117.188
29.32 | 117.2566
29.33 | 117.3251
29.34 | 117.3937
29.35 | 117.4623
29.36 | 117.5308
29.37 | 117.5994
29.38 | 117.668
29.39 | 117.7366
29.4 | 117.8052
29.41 | 117.8738
29.42 | 117.9424
29.43 | 118.0111
29.44 | 118.0797
29.45 | 118.1483
29.46 | 118.217
29.47 | 118.2856
29.48 | 118.3543
29.49 | 118.4229
29.5 | 118.4916
29.51 | 118.5603
29.52 | 118.629
29.53 | 118.6977
29.54 | 118.7664
29.55 | 118.8351
29.56 | 118.9038
29.57 | 118.9725
29.58 | 119.0412
29.59 | 119.11
29.6 | 119.1787
29.61 | 119.2475
29.62 | 119.3162
29.63 | 119.385
29.64 | 119.4538
29.65 | 119.5225
29.66 | 119.5913
29.67 | 119.6601
29.68 | 119.7289
29.69 | 119.7977
29.7 | 119.8665
29.71 | 119.9353
29.72 | 120.0041
29.73 | 120.073
29.74 | 120.1418
29.75 | 120.2106
29.76 | 120.2795
29.77 | 120.3483
29.78 | 120.4172
29.79 | 120.4861
29.8 | 120.5549
29.81 | 120.6238
29.82 | 120.6927
29.83 | 120.7616
29.84 | 120.8305
29.85 | 120.8994
29.86 | 120.9683
29.87 | 121.0372
29.88 | 121.1062
29.89 | 121.1751
29.9 | 121.244
29.91 | 121.313
29.92 | 121.3819
29.93 | 121.4509
29.94 | 121.5198
29.95 | 121.5888
29.96 | 121.6578
29.97 | 121.7267
29.98 | 121.7957
29.99 | 121.8647
30 | 121.9337
30.01 | 122.0027
30.02 | 122.0717
30.03 | 122.1408
30.04 | 122.2098
30.05 | 122.2788
30.06 | 122.3478
30.07 | 122.4169
30.08 | 122.4859
30.09 | 122.555
30.1 | 122.624
30.11 | 122.6931
30.12 | 122.7622
30.13 | 122.8312
30.14 | 122.9003
30.15 | 122.9694
30.16 | 123.0385
30.17 | 123.1076
30.18 | 123.1767
30.19 | 123.2458
30.2 | 123.3149
30.21 | 123.3841
30.22 | 123.4532
30.23 | 123.5223
30.24 | 123.5915
30.25 | 123.6606
30.26 | 123.7298
30.27 | 123.7989
30.28 | 123.8681
30.29 | 123.9373
30.3 | 124.0064
30.31 | 124.0756
30.32 | 124.1448
30.33 | 124.214
30.34 | 124.2832
30.35 | 124.3524
30.36 | 124.4216
30.37 | 124.4908
30.38 | 124.56
30.39 | 124.6293
30.4 | 124.6985
30.41 | 124.7677
30.42 | 124.837
30.43 | 124.9062
30.44 | 124.9755
30.45 | 125.0447
30.46 | 125.114
30.47 | 125.1832
30.48 | 125.2525
30.49 | 125.3218
30.5 | 125.3911
30.51 | 125.4604
30.52 | 125.5297
30.53 | 125.599
30.54 | 125.6683
30.55 | 125.7376
30.56 | 125.8069
30.57 | 125.8762
30.58 | 125.9455
30.59 | 126.0149
30.6 | 126.0842
30.61 | 126.1535
30.62 | 126.2229
30.63 | 126.2922
30.64 | 126.3616
30.65 | 126.431
30.66 | 126.5003
30.67 | 126.5697
30.68 | 126.6391
30.69 | 126.7085
30.7 | 126.7779
30.71 | 126.8472
30.72 | 126.9166
30.73 | 126.986
30.74 | 127.0554
30.75 | 127.1249
30.76 | 127.1943
30.77 | 127.2637
30.78 | 127.3331
30.79 | 127.4026
30.8 | 127.472
30.81 | 127.5414
30.82 | 127.6109
30.83 | 127.6803
30.84 | 127.7498
30.85 | 127.8192
30.86 | 127.8887
30.87 | 127.9582
30.88 | 128.0277
30.89 | 128.0971
30.9 | 128.1666
30.91 | 128.2361
30.92 | 128.3056
30.93 | 128.3751
30.94 | 128.4446
30.95 | 128.5141
30.96 | 128.5836
30.97 | 128.6531
30.98 | 128.7226
30.99 | 128.7922
31 | 128.8617
31.01 | 128.9312
31.02 | 129.0008
31.03 | 129.0703
31.04 | 129.1399
31.05 | 129.2094
31.06 | 129.279
31.07 | 129.3485
31.08 | 129.4181
31.09 | 129.4877
31.1 | 129.5572
31.11 | 129.6268
31.12 | 129.6964
31.13 | 129.766
31.14 | 129.8356
31.15 | 129.9052
31.16 | 129.9748
31.17 | 130.0444
31.18 | 130.114
31.19 | 130.1836
31.2 | 130.2532
31.21 | 130.3228
31.22 | 130.3925
31.23 | 130.4621
31.24 | 130.5317
31.25 | 130.6014
31.26 | 130.671
31.27 | 130.7406
31.28 | 130.8103
31.29 | 130.8799
31.3 | 130.9496
31.31 | 131.0193
31.32 | 131.0889
31.33 | 131.1586
31.34 | 131.2283
31.35 | 131.2979
31.36 | 131.3676
31.37 | 131.4373
31.38 | 131.507
31.39 | 131.5767
31.4 | 131.6464
31.41 | 131.7161
31.42 | 131.7858
31.43 | 131.8555
31.44 | 131.9252
31.45 | 131.9949
31.46 | 132.0647
31.47 | 132.1344
31.48 | 132.2041
31.49 | 132.2738
31.5 | 132.3436
31.51 | 132.4133
31.52 | 132.483
31.53 | 132.5528
31.54 | 132.6225
31.55 | 132.6923
31.56 | 132.7621
31.57 | 132.8318
31.58 | 132.9016
31.59 | 132.9713
31.6 | 133.0411
31.61 | 133.1109
31.62 | 133.1807
31.63 | 133.2504
31.64 | 133.3202
31.65 | 133.39
31.66 | 133.4598
31.67 | 133.5296
31.68 | 133.5994
31.69 | 133.6692
31.7 | 133.739
31.71 | 133.8088
31.72 | 133.8786
31.73 | 133.9484
31.74 | 134.0183
31.75 | 134.0881
31.76 | 134.1579
31.77 | 134.2277
31.78 | 134.2976
31.79 | 134.3674
31.8 | 134.4372
31.81 | 134.5071
31.82 | 134.5769
31.83 | 134.6468
31.84 | 134.7166
31.85 | 134.7865
31.86 | 134.8563
31.87 | 134.9262
31.88 | 134.9961
31.89 | 135.0659
31.9 | 135.1358
31.91 | 135.2057
31.92 | 135.2755
31.93 | 135.3454
31.94 | 135.4153
31.95 | 135.4852
31.96 | 135.5551
31.97 | 135.625
31.98 | 135.6948
31.99 | 135.7647
32 | 135.8346
32.01 | 135.9045
32.02 | 135.9744
32.03 | 136.0444
32.04 | 136.1143
32.05 | 136.1842
32.06 | 136.2541
32.07 | 136.324
32.08 | 136.3939
32.09 | 136.4639
32.1 | 136.5338
32.11 | 136.6037
32.12 | 136.6736
32.13 | 136.7436
32.14 | 136.8135
32.15 | 136.8834
32.16 | 136.9534
32.17 | 137.0233
32.18 | 137.0933
32.19 | 137.1632
32.2 | 137.2332
32.21 | 137.3031
32.22 | 137.3731
32.23 | 137.4431
32.24 | 137.513
32.25 | 137.583
32.26 | 137.653
32.27 | 137.7229
32.28 | 137.7929
32.29 | 137.8629
32.3 | 137.9328
32.31 | 138.0028
32.32 | 138.0728
32.33 | 138.1428
32.34 | 138.2128
32.35 | 138.2828
32.36 | 138.3528
32.37 | 138.4227
32.38 | 138.4927
32.39 | 138.5627
32.4 | 138.6327
32.41 | 138.7027
32.42 | 138.7727
32.43 | 138.8427
32.44 | 138.9128
32.45 | 138.9828
32.46 | 139.0528
32.47 | 139.1228
32.48 | 139.1928
32.49 | 139.2628
32.5 | 139.3329
32.51 | 139.4029
32.52 | 139.4729
32.53 | 139.5429
32.54 | 139.613
32.55 | 139.683
32.56 | 139.753
32.57 | 139.8231
32.58 | 139.8931
32.59 | 139.9631
32.6 | 140.0332
32.61 | 140.1032
32.62 | 140.1733
32.63 | 140.2433
32.64 | 140.3133
32.65 | 140.3834
32.66 | 140.4534
32.67 | 140.5235
32.68 | 140.5936
32.69 | 140.6636
32.7 | 140.7337
32.71 | 140.8037
32.72 | 140.8738
32.73 | 140.9438
32.74 | 141.0139
32.75 | 141.084
32.76 | 141.154
32.77 | 141.2241
32.78 | 141.2942
32.79 | 141.3643
32.8 | 141.4343
32.81 | 141.5044
32.82 | 141.5745
32.83 | 141.6446
32.84 | 141.7146
32.85 | 141.7847
32.86 | 141.8548
32.87 | 141.9249
32.88 | 141.995
32.89 | 142.0651
32.9 | 142.1352
32.91 | 142.2052
32.92 | 142.2753
32.93 | 142.3454
32.94 | 142.4155
32.95 | 142.4856
32.96 | 142.5557
32.97 | 142.6258
32.98 | 142.6959
32.99 | 142.766
33 | 142.8361
33.01 | 142.9062
33.02 | 142.9763
33.03 | 143.0464
33.04 | 143.1165
33.05 | 143.1866
33.06 | 143.2567
33.07 | 143.3268
33.08 | 143.397
33.09 | 143.4671
33.1 | 143.5372
33.11 | 143.6073
33.12 | 143.6774
33.13 | 143.7475
33.14 | 143.8176
33.15 | 143.8877
33.16 | 143.9579
33.17 | 144.028
33.18 | 144.0981
33.19 | 144.1682
33.2 | 144.2383
33.21 | 144.3085
33.22 | 144.3786
33.23 | 144.4487
33.24 | 144.5188
33.25 | 144.589
33.26 | 144.6591
33.27 | 144.7292
33.28 | 144.7993
33.29 | 144.8695
33.3 | 144.9396
33.31 | 145.0097
33.32 | 145.0799
33.33 | 145.15
33.34 | 145.2201
33.35 | 145.2902
33.36 | 145.3604
33.37 | 145.4305
33.38 | 145.5006
33.39 | 145.5708
33.4 | 145.6409
33.41 | 145.711
33.42 | 145.7812
33.43 | 145.8513
33.44 | 145.9215
33.45 | 145.9916
33.46 | 146.0617
33.47 | 146.1319
33.48 | 146.202
33.49 | 146.2721
33.5 | 146.3423
33.51 | 146.4124
33.52 | 146.4826
33.53 | 146.5527
33.54 | 146.6228
33.55 | 146.693
33.56 | 146.7631
33.57 | 146.8333
33.58 | 146.9034
33.59 | 146.9735
33.6 | 147.0437
33.61 | 147.1138
33.62 | 147.184
33.63 | 147.2541
33.64 | 147.3242
33.65 | 147.3944
33.66 | 147.4645
33.67 | 147.5347
33.68 | 147.6048
33.69 | 147.6749
33.7 | 147.7451
33.71 | 147.8152
33.72 | 147.8854
33.73 | 147.9555
33.74 | 148.0256
33.75 | 148.0958
33.76 | 148.1659
33.77 | 148.2361
33.78 | 148.3062
33.79 | 148.3763
33.8 | 148.4465
33.81 | 148.5166
33.82 | 148.5868
33.83 | 148.6569
33.84 | 148.727
33.85 | 148.7972
33.86 | 148.8673
33.87 | 148.9375
33.88 | 149.0076
33.89 | 149.0777
33.9 | 149.1479
33.91 | 149.218
33.92 | 149.2881
33.93 | 149.3583
33.94 | 149.4284
33.95 | 149.4985
33.96 | 149.5687
33.97 | 149.6388
33.98 | 149.709
33.99 | 149.7791
34 | 149.8492
34.01 | 149.9193
34.02 | 149.9895
34.03 | 150.0596
34.04 | 150.1297
34.05 | 150.1999
34.06 | 150.27
34.07 | 150.3401
34.08 | 150.4103
34.09 | 150.4804
34.1 | 150.5505
34.11 | 150.6206
34.12 | 150.6908
34.13 | 150.7609
34.14 | 150.831
34.15 | 150.9011
34.16 | 150.9712
34.17 | 151.0414
34.18 | 151.1115
34.19 | 151.1816
34.2 | 151.2517
34.21 | 151.3218
34.22 | 151.392
34.23 | 151.4621
34.24 | 151.5322
34.25 | 151.6023
34.26 | 151.6724
34.27 | 151.7425
34.28 | 151.8126
34.29 | 151.8827
34.3 | 151.9528
34.31 | 152.0229
34.32 | 152.0931
34.33 | 152.1632
34.34 | 152.2333
34.35 | 152.3034
34.36 | 152.3735
34.37 | 152.4436
34.38 | 152.5137
34.39 | 152.5838
34.4 | 152.6539
34.41 | 152.7239
34.42 | 152.794
34.43 | 152.8641
34.44 | 152.9342
34.45 | 153.0043
34.46 | 153.0744
34.47 | 153.1445
34.48 | 153.2146
34.49 | 153.2847
34.5 | 153.3547
34.51 | 153.4248
34.52 | 153.4949
34.53 | 153.565
34.54 | 153.6351
34.55 | 153.7051
34.56 | 153.7752
34.57 | 153.8453
34.58 | 153.9153
34.59 | 153.9854
34.6 | 154.0555
34.61 | 154.1255
34.62 | 154.1956
34.63 | 154.2657
34.64 | 154.3357
34.65 | 154.4058
34.66 | 154.4758
34.67 | 154.5459
34.68 | 154.616
34.69 | 154.686
34.7 | 154.7561
34.71 | 154.8261
34.72 | 154.8962
34.73 | 154.9662
34.74 | 155.0362
34.75 | 155.1063
34.76 | 155.1763
34.77 | 155.2464
34.78 | 155.3164
34.79 | 155.3864
34.8 | 155.4565
34.81 | 155.5265
34.82 | 155.5965
34.83 | 155.6665
34.84 | 155.7366
34.85 | 155.8066
34.86 | 155.8766
34.87 | 155.9466
34.88 | 156.0166
34.89 | 156.0866
34.9 | 156.1567
34.91 | 156.2267
34.92 | 156.2967
34.93 | 156.3667
34.94 | 156.4367
34.95 | 156.5067
34.96 | 156.5767
34.97 | 156.6467
34.98 | 156.7167
34.99 | 156.7866
35 | 156.8566
35.01 | 156.9266
35.02 | 156.9966
35.03 | 157.0666
35.04 | 157.1366
35.05 | 157.2065
35.06 | 157.2765
35.07 | 157.3465
35.08 | 157.4165
35.09 | 157.4864
35.1 | 157.5564
35.11 | 157.6263
35.12 | 157.6963
35.13 | 157.7663
35.14 | 157.8362
35.15 | 157.9062
35.16 | 157.9761
35.17 | 158.0461
35.18 | 158.116
35.19 | 158.1859
35.2 | 158.2559
35.21 | 158.3258
35.22 | 158.3957
35.23 | 158.4657
35.24 | 158.5356
35.25 | 158.6055
35.26 | 158.6754
35.27 | 158.7454
35.28 | 158.8153
35.29 | 158.8852
35.3 | 158.9551
35.31 | 159.025
35.32 | 159.0949
35.33 | 159.1648
35.34 | 159.2347
35.35 | 159.3046
35.36 | 159.3745
35.37 | 159.4444
35.38 | 159.5143
35.39 | 159.5842
35.4 | 159.654
35.41 | 159.7239
35.42 | 159.7938
35.43 | 159.8637
35.44 | 159.9335
35.45 | 160.0034
35.46 | 160.0732
35.47 | 160.1431
35.48 | 160.213
35.49 | 160.2828
35.5 | 160.3527
35.51 | 160.4225
35.52 | 160.4923
35.53 | 160.5622
35.54 | 160.632
35.55 | 160.7019
35.56 | 160.7717
35.57 | 160.8415
35.58 | 160.9113
35.59 | 160.9811
35.6 | 161.051
35.61 | 161.1208
35.62 | 161.1906
35.63 | 161.2604
35.64 | 161.3302
35.65 | 161.4
35.66 | 161.4698
35.67 | 161.5396
35.68 | 161.6094
35.69 | 161.6791
35.7 | 161.7489
35.71 | 161.8187
35.72 | 161.8885
35.73 | 161.9582
35.74 | 162.028
35.75 | 162.0978
35.76 | 162.1675
35.77 | 162.2373
35.78 | 162.307
35.79 | 162.3768
35.8 | 162.4465
35.81 | 162.5162
35.82 | 162.586
35.83 | 162.6557
35.84 | 162.7254
35.85 | 162.7952
35.86 | 162.8649
35.87 | 162.9346
35.88 | 163.0043
35.89 | 163.074
35.9 | 163.1437
35.91 | 163.2134
35.92 | 163.2831
35.93 | 163.3528
35.94 | 163.4225
35.95 | 163.4922
35.96 | 163.5619
35.97 | 163.6315
35.98 | 163.7012
35.99 | 163.7709
36 | 163.8405
36.01 | 163.9102
36.02 | 163.9798
36.03 | 164.0495
36.04 | 164.1191
36.05 | 164.1888
36.06 | 164.2584
36.07 | 164.328
36.08 | 164.3977
36.09 | 164.4673
36.1 | 164.5369
36.11 | 164.6065
36.12 | 164.6761
36.13 | 164.7458
36.14 | 164.8154
36.15 | 164.885
36.16 | 164.9545
36.17 | 165.0241
36.18 | 165.0937
36.19 | 165.1633
36.2 | 165.2329
36.21 | 165.3024
36.22 | 165.372
36.23 | 165.4416
36.24 | 165.5111
36.25 | 165.5807
36.26 | 165.6502
36.27 | 165.7198
36.28 | 165.7893
36.29 | 165.8588
36.3 | 165.9284
36.31 | 165.9979
36.32 | 166.0674
36.33 | 166.1369
36.34 | 166.2064
36.35 | 166.2759
36.36 | 166.3454
36.37 | 166.4149
36.38 | 166.4844
36.39 | 166.5539
36.4 | 166.6234
36.41 | 166.6929
36.42 | 166.7623
36.43 | 166.8318
36.44 | 166.9013
36.45 | 166.9707
36.46 | 167.0402
36.47 | 167.1096
36.48 | 167.1791
36.49 | 167.2485
36.5 | 167.3179
36.51 | 167.3874
36.52 | 167.4568
36.53 | 167.5262
36.54 | 167.5956
36.55 | 167.665
36.56 | 167.7344
36.57 | 167.8038
36.58 | 167.8732
36.59 | 167.9426
36.6 | 168.0119
36.61 | 168.0813
36.62 | 168.1507
36.63 | 168.22
36.64 | 168.2894
36.65 | 168.3588
36.66 | 168.4281
36.67 | 168.4974
36.68 | 168.5668
36.69 | 168.6361
36.7 | 168.7054
36.71 | 168.7748
36.72 | 168.8441
36.73 | 168.9134
36.74 | 168.9827
36.75 | 169.052
36.76 | 169.1213
36.77 | 169.1905
36.78 | 169.2598
36.79 | 169.3291
36.8 | 169.3984
36.81 | 169.4676
36.82 | 169.5369
36.83 | 169.6061
36.84 | 169.6754
36.85 | 169.7446
36.86 | 169.8139
36.87 | 169.8831
36.88 | 169.9523
36.89 | 170.0215
36.9 | 170.0907
36.91 | 170.1599
36.92 | 170.2291
36.93 | 170.2983
36.94 | 170.3675
36.95 | 170.4367
36.96 | 170.5059
36.97 | 170.575
36.98 | 170.6442
36.99 | 170.7134
37 | 170.7825
37.01 | 170.8517
37.02 | 170.9208
37.03 | 170.9899
37.04 | 171.0591
37.05 | 171.1282
37.06 | 171.1973
37.07 | 171.2664
37.08 | 171.3355
37.09 | 171.4046
37.1 | 171.4737
37.11 | 171.5428
37.12 | 171.6118
37.13 | 171.6809
37.14 | 171.75
37.15 | 171.819
37.16 | 171.8881
37.17 | 171.9571
37.18 | 172.0262
37.19 | 172.0952
37.2 | 172.1642
37.21 | 172.2332
37.22 | 172.3023
37.23 | 172.3713
37.24 | 172.4403
37.25 | 172.5092
37.26 | 172.5782
37.27 | 172.6472
37.28 | 172.7162
37.29 | 172.7852
37.3 | 172.8541
37.31 | 172.9231
37.32 | 172.992
37.33 | 173.061
37.34 | 173.1299
37.35 | 173.1988
37.36 | 173.2677
37.37 | 173.3366
37.38 | 173.4056
37.39 | 173.4744
37.4 | 173.5433
37.41 | 173.6122
37.42 | 173.6811
37.43 | 173.75
37.44 | 173.8188
37.45 | 173.8877
37.46 | 173.9566
37.47 | 174.0254
37.48 | 174.0942
37.49 | 174.1631
37.5 | 174.2319
37.51 | 174.3007
37.52 | 174.3695
37.53 | 174.4383
37.54 | 174.5071
37.55 | 174.5759
37.56 | 174.6447
37.57 | 174.7134
37.58 | 174.7822
37.59 | 174.851
37.6 | 174.9197
37.61 | 174.9885
37.62 | 175.0572
37.63 | 175.1259
37.64 | 175.1947
37.65 | 175.2634
37.66 | 175.3321
37.67 | 175.4008
37.68 | 175.4695
37.69 | 175.5382
37.7 | 175.6068
37.71 | 175.6755
37.72 | 175.7442
37.73 | 175.8128
37.74 | 175.8815
37.75 | 175.9501
37.76 | 176.0187
37.77 | 176.0874
37.78 | 176.156
37.79 | 176.2246
37.8 | 176.2932
37.81 | 176.3618
37.82 | 176.4304
37.83 | 176.499
37.84 | 176.5675
37.85 | 176.6361
37.86 | 176.7047
37.87 | 176.7732
37.88 | 176.8417
37.89 | 176.9103
37.9 | 176.9788
37.91 | 177.0473
37.92 | 177.1158
37.93 | 177.1843
37.94 | 177.2528
37.95 | 177.3213
37.96 | 177.3898
37.97 | 177.4583
37.98 | 177.5267
37.99 | 177.5952
38 | 177.6636
38.01 | 177.7321
38.02 | 177.8005
38.03 | 177.8689
38.04 | 177.9373
38.05 | 178.0057
38.06 | 178.0741
38.07 | 178.1425
38.08 | 178.2109
38.09 | 178.2793
38.1 | 178.3476
38.11 | 178.416
38.12 | 178.4843
38.13 | 178.5527
38.14 | 178.621
38.15 | 178.6893
38.16 | 178.7577
38.17 | 178.826
38.18 | 178.8943
38.19 | 178.9625
38.2 | 179.0308
38.21 | 179.0991
38.22 | 179.1674
38.23 | 179.2356
38.24 | 179.3039
38.25 | 179.3721
38.26 | 179.4403
38.27 | 179.5086
38.28 | 179.5768
38.29 | 179.645
38.3 | 179.7132
38.31 | 179.7814
38.32 | 179.8495
38.33 | 179.9177
38.34 | 179.9859
38.35 | 180.054
38.36 | 180.1222
38.37 | 180.1903
38.38 | 180.2584
38.39 | 180.3265
38.4 | 180.3947
38.41 | 180.4628
38.42 | 180.5308
38.43 | 180.5989
38.44 | 180.667
38.45 | 180.7351
38.46 | 180.8031
38.47 | 180.8712
38.48 | 180.9392
38.49 | 181.0072
38.5 | 181.0753
38.51 | 181.1433
38.52 | 181.2113
38.53 | 181.2793
38.54 | 181.3472
38.55 | 181.4152
38.56 | 181.4832
38.57 | 181.5511
38.58 | 181.6191
38.59 | 181.687
38.6 | 181.7549
38.61 | 181.8229
38.62 | 181.8908
38.63 | 181.9587
38.64 | 182.0266
38.65 | 182.0944
38.66 | 182.1623
38.67 | 182.2302
38.68 | 182.298
38.69 | 182.3659
38.7 | 182.4337
38.71 | 182.5015
38.72 | 182.5694
38.73 | 182.6372
38.74 | 182.705
38.75 | 182.7727
38.76 | 182.8405
38.77 | 182.9083
38.78 | 182.976
38.79 | 183.0438
38.8 | 183.1115
38.81 | 183.1793
38.82 | 183.247
38.83 | 183.3147
38.84 | 183.3824
38.85 | 183.4501
38.86 | 183.5178
38.87 | 183.5854
38.88 | 183.6531
38.89 | 183.7208
38.9 | 183.7884
38.91 | 183.856
38.92 | 183.9236
38.93 | 183.9913
38.94 | 184.0589
38.95 | 184.1265
38.96 | 184.194
38.97 | 184.2616
38.98 | 184.3292
38.99 | 184.3967
39 | 184.4643
39.01 | 184.5318
39.02 | 184.5993
39.03 | 184.6668
39.04 | 184.7343
39.05 | 184.8018
39.06 | 184.8693
39.07 | 184.9368
39.08 | 185.0042
39.09 | 185.0717
39.1 | 185.1391
39.11 | 185.2066
39.12 | 185.274
39.13 | 185.3414
39.14 | 185.4088
39.15 | 185.4762
39.16 | 185.5436
39.17 | 185.6109
39.18 | 185.6783
39.19 | 185.7456
39.2 | 185.813
39.21 | 185.8803
39.22 | 185.9476
39.23 | 186.0149
39.24 | 186.0822
39.25 | 186.1495
39.26 | 186.2168
39.27 | 186.284
39.28 | 186.3513
39.29 | 186.4185
39.3 | 186.4857
39.31 | 186.553
39.32 | 186.6202
39.33 | 186.6874
39.34 | 186.7546
39.35 | 186.8217
39.36 | 186.8889
39.37 | 186.9561
39.38 | 187.0232
39.39 | 187.0903
39.4 | 187.1575
39.41 | 187.2246
39.42 | 187.2917
39.43 | 187.3588
39.44 | 187.4258
39.45 | 187.4929
39.46 | 187.56
39.47 | 187.627
39.48 | 187.6941
39.49 | 187.7611
39.5 | 187.8281
39.51 | 187.8951
39.52 | 187.9621
39.53 | 188.0291
39.54 | 188.096
39.55 | 188.163
39.56 | 188.2299
39.57 | 188.2969
39.58 | 188.3638
39.59 | 188.4307
39.6 | 188.4976
39.61 | 188.5645
39.62 | 188.6314
39.63 | 188.6982
39.64 | 188.7651
39.65 | 188.8319
39.66 | 188.8988
39.67 | 188.9656
39.68 | 189.0324
39.69 | 189.0992
39.7 | 189.166
39.71 | 189.2328
39.72 | 189.2995
39.73 | 189.3663
39.74 | 189.433
39.75 | 189.4997
39.76 | 189.5665
39.77 | 189.6332
39.78 | 189.6999
39.79 | 189.7665
39.8 | 189.8332
39.81 | 189.8999
39.82 | 189.9665
39.83 | 190.0332
39.84 | 190.0998
39.85 | 190.1664
39.86 | 190.233
39.87 | 190.2996
39.88 | 190.3662
39.89 | 190.4327
39.9 | 190.4993
39.91 | 190.5658
39.92 | 190.6323
39.93 | 190.6988
39.94 | 190.7654
39.95 | 190.8318
39.96 | 190.8983
39.97 | 190.9648
39.98 | 191.0312
39.99 | 191.0977
40 | 191.1641
40.01 | 191.2305
40.02 | 191.2969
40.03 | 191.3633
40.04 | 191.4297
40.05 | 191.4961
40.06 | 191.5625
40.07 | 191.6288
40.08 | 191.6951
40.09 | 191.7615
40.1 | 191.8278
40.11 | 191.8941
40.12 | 191.9603
40.13 | 192.0266
40.14 | 192.0929
40.15 | 192.1591
40.16 | 192.2253
40.17 | 192.2916
40.18 | 192.3578
40.19 | 192.424
40.2 | 192.4902
40.21 | 192.5563
40.22 | 192.6225
40.23 | 192.6886
40.24 | 192.7548
40.25 | 192.8209
40.26 | 192.887
40.27 | 192.9531
40.28 | 193.0192
40.29 | 193.0852
40.3 | 193.1513
40.31 | 193.2173
40.32 | 193.2834
40.33 | 193.3494
40.34 | 193.4154
40.35 | 193.4814
40.36 | 193.5474
40.37 | 193.6133
40.38 | 193.6793
40.39 | 193.7452
40.4 | 193.8111
40.41 | 193.8771
40.42 | 193.943
40.43 | 194.0088
40.44 | 194.0747
40.45 | 194.1406
40.46 | 194.2064
40.47 | 194.2723
40.48 | 194.3381
40.49 | 194.4039
40.5 | 194.4697
40.51 | 194.5355
40.52 | 194.6012
40.53 | 194.667
40.54 | 194.7327
40.55 | 194.7985
40.56 | 194.8642
40.57 | 194.9299
40.58 | 194.9956
40.59 | 195.0613
40.6 | 195.1269
40.61 | 195.1926
40.62 | 195.2582
40.63 | 195.3238
40.64 | 195.3894
40.65 | 195.455
40.66 | 195.5206
40.67 | 195.5862
40.68 | 195.6517
40.69 | 195.7173
40.7 | 195.7828
40.71 | 195.8483
40.72 | 195.9138
40.73 | 195.9793
40.74 | 196.0448
40.75 | 196.1102
40.76 | 196.1757
40.77 | 196.2411
40.78 | 196.3065
40.79 | 196.3719
40.8 | 196.4373
40.81 | 196.5027
40.82 | 196.568
40.83 | 196.6334
40.84 | 196.6987
40.85 | 196.764
40.86 | 196.8293
40.87 | 196.8946
40.88 | 196.9599
40.89 | 197.0252
40.9 | 197.0904
40.91 | 197.1556
40.92 | 197.2209
40.93 | 197.2861
40.94 | 197.3512
40.95 | 197.4164
40.96 | 197.4816
40.97 | 197.5467
40.98 | 197.6119
40.99 | 197.677
41 | 197.7421
41.01 | 197.8072
41.02 | 197.8723
41.03 | 197.9373
41.04 | 198.0024
41.05 | 198.0674
41.06 | 198.1324
41.07 | 198.1974
41.08 | 198.2624
41.09 | 198.3274
41.1 | 198.3923
41.11 | 198.4573
41.12 | 198.5222
41.13 | 198.5871
41.14 | 198.652
41.15 | 198.7169
41.16 | 198.7818
41.17 | 198.8467
41.18 | 198.9115
41.19 | 198.9763
41.2 | 199.0411
41.21 | 199.1059
41.22 | 199.1707
41.23 | 199.2355
41.24 | 199.3002
41.25 | 199.365
41.26 | 199.4297
41.27 | 199.4944
41.28 | 199.5591
41.29 | 199.6238
41.3 | 199.6884
41.31 | 199.7531
41.32 | 199.8177
41.33 | 199.8823
41.34 | 199.947
41.35 | 200.0115
41.36 | 200.0761
41.37 | 200.1407
41.38 | 200.2052
41.39 | 200.2697
41.4 | 200.3343
41.41 | 200.3987
41.42 | 200.4632
41.43 | 200.5277
41.44 | 200.5921
41.45 | 200.6566
41.46 | 200.721
41.47 | 200.7854
41.48 | 200.8498
41.49 | 200.9142
41.5 | 200.9785
41.51 | 201.0429
41.52 | 201.1072
41.53 | 201.1715
41.54 | 201.2358
41.55 | 201.3001
41.56 | 201.3643
41.57 | 201.4286
41.58 | 201.4928
41.59 | 201.557
41.6 | 201.6213
41.61 | 201.6854
41.62 | 201.7496
41.63 | 201.8138
41.64 | 201.8779
41.65 | 201.942
41.66 | 202.0061
41.67 | 202.0702
41.68 | 202.1343
41.69 | 202.1984
41.7 | 202.2624
41.71 | 202.3264
41.72 | 202.3904
41.73 | 202.4544
41.74 | 202.5184
41.75 | 202.5824
41.76 | 202.6463
41.77 | 202.7103
41.78 | 202.7742
41.79 | 202.8381
41.8 | 202.902
41.81 | 202.9658
41.82 | 203.0297
41.83 | 203.0935
41.84 | 203.1573
41.85 | 203.2211
41.86 | 203.2849
41.87 | 203.3487
41.88 | 203.4124
41.89 | 203.4762
41.9 | 203.5399
41.91 | 203.6036
41.92 | 203.6673
41.93 | 203.7309
41.94 | 203.7946
41.95 | 203.8582
41.96 | 203.9218
41.97 | 203.9855
41.98 | 204.049
41.99 | 204.1126
42 | 204.1762
42.01 | 204.2397
42.02 | 204.3032
42.03 | 204.3667
42.04 | 204.4302
42.05 | 204.4937
42.06 | 204.5571
42.07 | 204.6206
42.08 | 204.684
42.09 | 204.7474
42.1 | 204.8108
42.11 | 204.8742
42.12 | 204.9375
42.13 | 205.0008
42.14 | 205.0642
42.15 | 205.1275
42.16 | 205.1907
42.17 | 205.254
42.18 | 205.3173
42.19 | 205.3805
42.2 | 205.4437
42.21 | 205.5069
42.22 | 205.5701
42.23 | 205.6333
42.24 | 205.6964
42.25 | 205.7595
42.26 | 205.8226
42.27 | 205.8857
42.28 | 205.9488
42.29 | 206.0119
42.3 | 206.0749
42.31 | 206.1379
42.32 | 206.2009
42.33 | 206.2639
42.34 | 206.3269
42.35 | 206.3899
42.36 | 206.4528
42.37 | 206.5157
42.38 | 206.5786
42.39 | 206.6415
42.4 | 206.7044
42.41 | 206.7672
42.42 | 206.8301
42.43 | 206.8929
42.44 | 206.9557
42.45 | 207.0185
42.46 | 207.0812
42.47 | 207.144
42.48 | 207.2067
42.49 | 207.2694
42.5 | 207.3321
42.51 | 207.3948
42.52 | 207.4574
42.53 | 207.5201
42.54 | 207.5827
42.55 | 207.6453
42.56 | 207.7079
42.57 | 207.7704
42.58 | 207.833
42.59 | 207.8955
42.6 | 207.958
42.61 | 208.0205
42.62 | 208.083
42.63 | 208.1454
42.64 | 208.2079
42.65 | 208.2703
42.66 | 208.3327
42.67 | 208.3951
42.68 | 208.4574
42.69 | 208.5198
42.7 | 208.5821
42.71 | 208.6444
42.72 | 208.7067
42.73 | 208.769
42.74 | 208.8312
42.75 | 208.8935
42.76 | 208.9557
42.77 | 209.0179
42.78 | 209.0801
42.79 | 209.1422
42.8 | 209.2044
42.81 | 209.2665
42.82 | 209.3286
42.83 | 209.3907
42.84 | 209.4528
42.85 | 209.5148
42.86 | 209.5769
42.87 | 209.6389
42.88 | 209.7009
42.89 | 209.7628
42.9 | 209.8248
42.91 | 209.8867
42.92 | 209.9487
42.93 | 210.0106
42.94 | 210.0724
42.95 | 210.1343
42.96 | 210.1961
42.97 | 210.258
42.98 | 210.3198
42.99 | 210.3816
43 | 210.4433
43.01 | 210.5051
43.02 | 210.5668
43.03 | 210.6285
43.04 | 210.6902
43.05 | 210.7519
43.06 | 210.8135
43.07 | 210.8752
43.08 | 210.9368
43.09 | 210.9984
43.1 | 211.0599
43.11 | 211.1215
43.12 | 211.183
43.13 | 211.2445
43.14 | 211.306
43.15 | 211.3675
43.16 | 211.429
43.17 | 211.4904
43.18 | 211.5518
43.19 | 211.6132
43.2 | 211.6746
43.21 | 211.736
43.22 | 211.7973
43.23 | 211.8586
43.24 | 211.9199
43.25 | 211.9812
43.26 | 212.0425
43.27 | 212.1037
43.28 | 212.1649
43.29 | 212.2262
43.3 | 212.2873
43.31 | 212.3485
43.32 | 212.4096
43.33 | 212.4708
43.34 | 212.5319
43.35 | 212.593
43.36 | 212.654
43.37 | 212.7151
43.38 | 212.7761
43.39 | 212.8371
43.4 | 212.8981
43.41 | 212.959
43.42 | 213.02
43.43 | 213.0809
43.44 | 213.1418
43.45 | 213.2027
43.46 | 213.2635
43.47 | 213.3244
43.48 | 213.3852
43.49 | 213.446
43.5 | 213.5068
43.51 | 213.5676
43.52 | 213.6283
43.53 | 213.689
43.54 | 213.7497
43.55 | 213.8104
43.56 | 213.8711
43.57 | 213.9317
43.58 | 213.9923
43.59 | 214.0529
43.6 | 214.1135
43.61 | 214.174
43.62 | 214.2346
43.63 | 214.2951
43.64 | 214.3556
43.65 | 214.4161
43.66 | 214.4765
43.67 | 214.5369
43.68 | 214.5973
43.69 | 214.6577
43.7 | 214.7181
43.71 | 214.7785
43.72 | 214.8388
43.73 | 214.8991
43.74 | 214.9594
43.75 | 215.0196
43.76 | 215.0799
43.77 | 215.1401
43.78 | 215.2003
43.79 | 215.2605
43.8 | 215.3206
43.81 | 215.3808
43.82 | 215.4409
43.83 | 215.501
43.84 | 215.5611
43.85 | 215.6211
43.86 | 215.6812
43.87 | 215.7412
43.88 | 215.8012
43.89 | 215.8611
43.9 | 215.9211
43.91 | 215.981
43.92 | 216.0409
43.93 | 216.1008
43.94 | 216.1606
43.95 | 216.2205
43.96 | 216.2803
43.97 | 216.3401
43.98 | 216.3999
43.99 | 216.4596
44 | 216.5194
44.01 | 216.5791
44.02 | 216.6388
44.03 | 216.6984
44.04 | 216.7581
44.05 | 216.8177
44.06 | 216.8773
44.07 | 216.9369
44.08 | 216.9964
44.09 | 217.056
44.1 | 217.1155
44.11 | 217.175
44.12 | 217.2344
44.13 | 217.2939
44.14 | 217.3533
44.15 | 217.4127
44.16 | 217.4721
44.17 | 217.5315
44.18 | 217.5908
44.19 | 217.6501
44.2 | 217.7094
44.21 | 217.7687
44.22 | 217.8279
44.23 | 217.8871
44.24 | 217.9464
44.25 | 218.0055
44.26 | 218.0647
44.27 | 218.1238
44.28 | 218.1829
44.29 | 218.242
44.3 | 218.3011
44.31 | 218.3602
44.32 | 218.4192
44.33 | 218.4782
44.34 | 218.5372
44.35 | 218.5961
44.36 | 218.6551
44.37 | 218.714
44.38 | 218.7729
44.39 | 218.8317
44.4 | 218.8906
44.41 | 218.9494
44.42 | 219.0082
44.43 | 219.067
44.44 | 219.1257
44.45 | 219.1845
44.46 | 219.2432
44.47 | 219.3018
44.48 | 219.3605
44.49 | 219.4191
44.5 | 219.4778
44.51 | 219.5364
44.52 | 219.5949
44.53 | 219.6535
44.54 | 219.712
44.55 | 219.7705
44.56 | 219.829
44.57 | 219.8874
44.58 | 219.9459
44.59 | 220.0043
44.6 | 220.0627
44.61 | 220.121
44.62 | 220.1794
44.63 | 220.2377
44.64 | 220.296
44.65 | 220.3542
44.66 | 220.4125
44.67 | 220.4707
44.68 | 220.5289
44.69 | 220.5871
44.7 | 220.6452
44.71 | 220.7033
44.72 | 220.7615
44.73 | 220.8195
44.74 | 220.8776
44.75 | 220.9356
44.76 | 220.9936
44.77 | 221.0516
44.78 | 221.1096
44.79 | 221.1675
44.8 | 221.2254
44.81 | 221.2833
44.82 | 221.3412
44.83 | 221.399
44.84 | 221.4568
44.85 | 221.5146
44.86 | 221.5724
44.87 | 221.6302
44.88 | 221.6879
44.89 | 221.7456
44.9 | 221.8033
44.91 | 221.8609
44.92 | 221.9185
44.93 | 221.9761
44.94 | 222.0337
44.95 | 222.0913
44.96 | 222.1488
44.97 | 222.2063
44.98 | 222.2638
44.99 | 222.3212
45 | 222.3787
45.01 | 222.4361
45.02 | 222.4935
45.03 | 222.5508
45.04 | 222.6082
45.05 | 222.6655
45.06 | 222.7228
45.07 | 222.78
45.08 | 222.8373
45.09 | 222.8945
45.1 | 222.9517
45.11 | 223.0088
45.12 | 223.066
45.13 | 223.1231
45.14 | 223.1802
45.15 | 223.2372
45.16 | 223.2943
45.17 | 223.3513
45.18 | 223.4083
45.19 | 223.4652
45.2 | 223.5222
45.21 | 223.5791
45.22 | 223.636
45.23 | 223.6928
45.24 | 223.7497
45.25 | 223.8065
45.26 | 223.8633
45.27 | 223.92
45.28 | 223.9768
45.29 | 224.0335
45.3 | 224.0902
45.31 | 224.1469
45.32 | 224.2035
45.33 | 224.2601
45.34 | 224.3167
45.35 | 224.3733
45.36 | 224.4298
45.37 | 224.4863
45.38 | 224.5428
45.39 | 224.5993
45.4 | 224.6557
45.41 | 224.7121
45.42 | 224.7685
45.43 | 224.8248
45.44 | 224.8812
45.45 | 224.9375
45.46 | 224.9938
45.47 | 225.05
45.48 | 225.1063
45.49 | 225.1625
45.5 | 225.2186
45.51 | 225.2748
45.52 | 225.3309
45.53 | 225.387
45.54 | 225.4431
45.55 | 225.4991
45.56 | 225.5552
45.57 | 225.6112
45.58 | 225.6671
45.59 | 225.7231
45.6 | 225.779
45.61 | 225.8349
45.62 | 225.8908
45.63 | 225.9466
45.64 | 226.0024
45.65 | 226.0582
45.66 | 226.114
45.67 | 226.1697
45.68 | 226.2254
45.69 | 226.2811
45.7 | 226.3368
45.71 | 226.3924
45.72 | 226.448
45.73 | 226.5036
45.74 | 226.5591
45.75 | 226.6146
45.76 | 226.6701
45.77 | 226.7256
45.78 | 226.7811
45.79 | 226.8365
45.8 | 226.8919
45.81 | 226.9472
45.82 | 227.0026
45.83 | 227.0579
45.84 | 227.1132
45.85 | 227.1684
45.86 | 227.2237
45.87 | 227.2789
45.88 | 227.334
45.89 | 227.3892
45.9 | 227.4443
45.91 | 227.4994
45.92 | 227.5545
45.93 | 227.6095
45.94 | 227.6645
45.95 | 227.7195
45.96 | 227.7745
45.97 | 227.8294
45.98 | 227.8843
45.99 | 227.9392
46 | 227.9941
46.01 | 228.0489
46.02 | 228.1037
46.03 | 228.1585
46.04 | 228.2132
46.05 | 228.2679
46.06 | 228.3226
46.07 | 228.3773
46.08 | 228.4319
46.09 | 228.4865
46.1 | 228.5411
46.11 | 228.5956
46.12 | 228.6502
46.13 | 228.7047
46.14 | 228.7591
46.15 | 228.8136
46.16 | 228.868
46.17 | 228.9224
46.18 | 228.9767
46.19 | 229.031
46.2 | 229.0853
46.21 | 229.1396
46.22 | 229.1939
46.23 | 229.2481
46.24 | 229.3023
46.25 | 229.3564
46.26 | 229.4106
46.27 | 229.4647
46.28 | 229.5187
46.29 | 229.5728
46.3 | 229.6268
46.31 | 229.6808
46.32 | 229.7348
46.33 | 229.7887
46.34 | 229.8426
46.35 | 229.8965
46.36 | 229.9503
46.37 | 230.0042
46.38 | 230.058
46.39 | 230.1117
46.4 | 230.1655
46.41 | 230.2192
46.42 | 230.2728
46.43 | 230.3265
46.44 | 230.3801
46.45 | 230.4337
46.46 | 230.4873
46.47 | 230.5408
46.48 | 230.5943
46.49 | 230.6478
46.5 | 230.7013
46.51 | 230.7547
46.52 | 230.8081
46.53 | 230.8614
46.54 | 230.9148
46.55 | 230.9681
46.56 | 231.0213
46.57 | 231.0746
46.58 | 231.1278
46.59 | 231.181
46.6 | 231.2342
46.61 | 231.2873
46.62 | 231.3404
46.63 | 231.3935
46.64 | 231.4465
46.65 | 231.4995
46.66 | 231.5525
46.67 | 231.6055
46.68 | 231.6584
46.69 | 231.7113
46.7 | 231.7642
46.71 | 231.817
46.72 | 231.8698
46.73 | 231.9226
46.74 | 231.9753
46.75 | 232.0281
46.76 | 232.0807
46.77 | 232.1334
46.78 | 232.186
46.79 | 232.2386
46.8 | 232.2912
46.81 | 232.3438
46.82 | 232.3963
46.83 | 232.4487
46.84 | 232.5012
46.85 | 232.5536
46.86 | 232.606
46.87 | 232.6584
46.88 | 232.7107
46.89 | 232.763
46.9 | 232.8153
46.91 | 232.8675
46.92 | 232.9197
46.93 | 232.9719
46.94 | 233.0241
46.95 | 233.0762
46.96 | 233.1283
46.97 | 233.1803
46.98 | 233.2324
46.99 | 233.2844
47 | 233.3363
47.01 | 233.3883
47.02 | 233.4402
47.03 | 233.4921
47.04 | 233.5439
47.05 | 233.5957
47.06 | 233.6475
47.07 | 233.6993
47.08 | 233.751
47.09 | 233.8027
47.1 | 233.8544
47.11 | 233.906
47.12 | 233.9576
47.13 | 234.0092
47.14 | 234.0607
47.15 | 234.1122
47.16 | 234.1637
47.17 | 234.2151
47.18 | 234.2666
47.19 | 234.3179
47.2 | 234.3693
47.21 | 234.4206
47.22 | 234.4719
47.23 | 234.5232
47.24 | 234.5744
47.25 | 234.6256
47.26 | 234.6768
47.27 | 234.7279
47.28 | 234.779
47.29 | 234.8301
47.3 | 234.8811
47.31 | 234.9321
47.32 | 234.9831
47.33 | 235.0341
47.34 | 235.085
47.35 | 235.1359
47.36 | 235.1867
47.37 | 235.2375
47.38 | 235.2883
47.39 | 235.3391
47.4 | 235.3898
47.41 | 235.4405
47.42 | 235.4912
47.43 | 235.5418
47.44 | 235.5924
47.45 | 235.6429
47.46 | 235.6935
47.47 | 235.744
47.48 | 235.7945
47.49 | 235.8449
47.5 | 235.8953
47.51 | 235.9457
47.52 | 235.996
47.53 | 236.0463
47.54 | 236.0966
47.55 | 236.1468
47.56 | 236.1971
47.57 | 236.2472
47.58 | 236.2974
47.59 | 236.3475
47.6 | 236.3976
47.61 | 236.4476
47.62 | 236.4977
47.63 | 236.5476
47.64 | 236.5976
47.65 | 236.6475
47.66 | 236.6974
47.67 | 236.7473
47.68 | 236.7971
47.69 | 236.8469
47.7 | 236.8966
47.71 | 236.9464
47.72 | 236.996
47.73 | 237.0457
47.74 | 237.0953
47.75 | 237.1449
47.76 | 237.1945
47.77 | 237.244
47.78 | 237.2935
47.79 | 237.343
47.8 | 237.3924
47.81 | 237.4418
47.82 | 237.4911
47.83 | 237.5405
47.84 | 237.5898
47.85 | 237.639
47.86 | 237.6882
47.87 | 237.7374
47.88 | 237.7866
47.89 | 237.8357
47.9 | 237.8848
47.91 | 237.9339
47.92 | 237.9829
47.93 | 238.0319
47.94 | 238.0809
47.95 | 238.1298
47.96 | 238.1787
47.97 | 238.2275
47.98 | 238.2764
47.99 | 238.3252
48 | 238.3739
48.01 | 238.4226
48.02 | 238.4713
48.03 | 238.52
48.04 | 238.5686
48.05 | 238.6172
48.06 | 238.6657
48.07 | 238.7143
48.08 | 238.7627
48.09 | 238.8112
48.1 | 238.8596
48.11 | 238.908
48.12 | 238.9563
48.13 | 239.0047
48.14 | 239.0529
48.15 | 239.1012
48.16 | 239.1494
48.17 | 239.1976
48.18 | 239.2457
48.19 | 239.2938
48.2 | 239.3419
48.21 | 239.3899
48.22 | 239.4379
48.23 | 239.4859
48.24 | 239.5338
48.25 | 239.5817
48.26 | 239.6296
48.27 | 239.6774
48.28 | 239.7252
48.29 | 239.773
48.3 | 239.8207
48.31 | 239.8684
48.32 | 239.916
48.33 | 239.9637
48.34 | 240.0112
48.35 | 240.0588
48.36 | 240.1063
48.37 | 240.1538
48.38 | 240.2012
48.39 | 240.2486
48.4 | 240.296
48.41 | 240.3433
48.42 | 240.3906
48.43 | 240.4379
48.44 | 240.4851
48.45 | 240.5323
48.46 | 240.5795
48.47 | 240.6266
48.48 | 240.6737
48.49 | 240.7207
48.5 | 240.7678
48.51 | 240.8147
48.52 | 240.8617
48.53 | 240.9086
48.54 | 240.9555
48.55 | 241.0023
48.56 | 241.0491
48.57 | 241.0959
48.58 | 241.1426
48.59 | 241.1893
48.6 | 241.236
48.61 | 241.2826
48.62 | 241.3292
48.63 | 241.3757
48.64 | 241.4222
48.65 | 241.4687
48.66 | 241.5151
48.67 | 241.5615
48.68 | 241.6079
48.69 | 241.6542
48.7 | 241.7005
48.71 | 241.7468
48.72 | 241.793
48.73 | 241.8392
48.74 | 241.8854
48.75 | 241.9315
48.76 | 241.9775
48.77 | 242.0236
48.78 | 242.0696
48.79 | 242.1155
48.8 | 242.1615
48.81 | 242.2074
48.82 | 242.2532
48.83 | 242.299
48.84 | 242.3448
48.85 | 242.3906
48.86 | 242.4363
48.87 | 242.4819
48.88 | 242.5276
48.89 | 242.5731
48.9 | 242.6187
48.91 | 242.6642
48.92 | 242.7097
48.93 | 242.7551
48.94 | 242.8006
48.95 | 242.8459
48.96 | 242.8913
48.97 | 242.9365
48.98 | 242.9818
48.99 | 243.027
49 | 243.0722
49.01 | 243.1173
49.02 | 243.1625
49.03 | 243.2075
49.04 | 243.2526
49.05 | 243.2975
49.06 | 243.3425
49.07 | 243.3874
49.08 | 243.4323
49.09 | 243.4771
49.1 | 243.5219
49.11 | 243.5667
49.12 | 243.6114
49.13 | 243.6561
49.14 | 243.7008
49.15 | 243.7454
49.16 | 243.7899
49.17 | 243.8345
49.18 | 243.879
49.19 | 243.9234
49.2 | 243.9679
49.21 | 244.0122
49.22 | 244.0566
49.23 | 244.1009
49.24 | 244.1451
49.25 | 244.1894
49.26 | 244.2336
49.27 | 244.2777
49.28 | 244.3218
49.29 | 244.3659
49.3 | 244.4099
49.31 | 244.4539
49.32 | 244.4979
49.33 | 244.5418
49.34 | 244.5857
49.35 | 244.6295
49.36 | 244.6733
49.37 | 244.717
49.38 | 244.7608
49.39 | 244.8044
49.4 | 244.8481
49.41 | 244.8917
49.42 | 244.9352
49.43 | 244.9788
49.44 | 245.0222
49.45 | 245.0657
49.46 | 245.1091
49.47 | 245.1525
49.48 | 245.1958
49.49 | 245.2391
49.5 | 245.2823
49.51 | 245.3255
49.52 | 245.3687
49.53 | 245.4118
49.54 | 245.4549
49.55 | 245.4979
49.56 | 245.5409
49.57 | 245.5839
49.58 | 245.6268
49.59 | 245.6697
49.6 | 245.7126
49.61 | 245.7554
49.62 | 245.7981
49.63 | 245.8408
49.64 | 245.8835
49.65 | 245.9262
49.66 | 245.9688
49.67 | 246.0113
49.68 | 246.0539
49.69 | 246.0963
49.7 | 246.1388
49.71 | 246.1812
49.72 | 246.2235
49.73 | 246.2659
49.74 | 246.3081
49.75 | 246.3504
49.76 | 246.3926
49.77 | 246.4347
49.78 | 246.4768
49.79 | 246.5189
49.8 | 246.5609
49.81 | 246.6029
49.82 | 246.6449
49.83 | 246.6868
49.84 | 246.7286
49.85 | 246.7705
49.86 | 246.8122
49.87 | 246.854
49.88 | 246.8957
49.89 | 246.9373
49.9 | 246.979
49.91 | 247.0205
49.92 | 247.0621
49.93 | 247.1036
49.94 | 247.145
49.95 | 247.1864
49.96 | 247.2278
49.97 | 247.2691
49.98 | 247.3104
49.99 | 247.3516
50 | 247.3928
50.01 | 247.434
50.02 | 247.4751
50.03 | 247.5162
50.04 | 247.5572
50.05 | 247.5982
50.06 | 247.6392
50.07 | 247.6801
50.08 | 247.7209
50.09 | 247.7617
50.1 | 247.8025
50.11 | 247.8433
50.12 | 247.8839
50.13 | 247.9246
50.14 | 247.9652
50.15 | 248.0058
50.16 | 248.0463
50.17 | 248.0868
50.18 | 248.1272
50.19 | 248.1676
50.2 | 248.2079
50.21 | 248.2483
50.22 | 248.2885
50.23 | 248.3287
50.24 | 248.3689
50.25 | 248.409
50.26 | 248.4491
50.27 | 248.4892
50.28 | 248.5292
50.29 | 248.5692
50.3 | 248.6091
50.31 | 248.6489
50.32 | 248.6888
50.33 | 248.7286
50.34 | 248.7683
50.35 | 248.808
50.36 | 248.8477
50.37 | 248.8873
50.38 | 248.9268
50.39 | 248.9664
50.4 | 249.0059
50.41 | 249.0453
50.42 | 249.0847
50.43 | 249.124
50.44 | 249.1633
50.45 | 249.2026
50.46 | 249.2418
50.47 | 249.281
50.48 | 249.3201
50.49 | 249.3592
50.5 | 249.3982
50.51 | 249.4372
50.52 | 249.4762
50.53 | 249.5151
50.54 | 249.554
50.55 | 249.5928
50.56 | 249.6315
50.57 | 249.6703
50.58 | 249.7089
50.59 | 249.7476
50.6 | 249.7862
50.61 | 249.8247
50.62 | 249.8632
50.63 | 249.9017
50.64 | 249.9401
50.65 | 249.9785
50.66 | 250.0168
50.67 | 250.0551
50.68 | 250.0933
50.69 | 250.1315
50.7 | 250.1696
50.71 | 250.2077
50.72 | 250.2458
50.73 | 250.2838
50.74 | 250.3217
50.75 | 250.3596
50.76 | 250.3975
50.77 | 250.4353
50.78 | 250.4731
50.79 | 250.5108
50.8 | 250.5485
50.81 | 250.5862
50.82 | 250.6238
50.83 | 250.6613
50.84 | 250.6988
50.85 | 250.7363
50.86 | 250.7737
50.87 | 250.811
50.88 | 250.8483
50.89 | 250.8856
50.9 | 250.9228
50.91 | 250.96
50.92 | 250.9971
50.93 | 251.0342
50.94 | 251.0713
50.95 | 251.1082
50.96 | 251.1452
50.97 | 251.1821
50.98 | 251.2189
50.99 | 251.2557
51 | 251.2925
51.01 | 251.3292
51.02 | 251.3659
51.03 | 251.4025
51.04 | 251.439
51.05 | 251.4756
51.06 | 251.512
51.07 | 251.5485
51.08 | 251.5848
51.09 | 251.6212
51.1 | 251.6574
51.11 | 251.6937
51.12 | 251.7299
51.13 | 251.766
51.14 | 251.8021
51.15 | 251.8381
51.16 | 251.8741
51.17 | 251.9101
51.18 | 251.946
51.19 | 251.9818
51.2 | 252.0176
51.21 | 252.0534
51.22 | 252.0891
51.23 | 252.1248
51.24 | 252.1604
51.25 | 252.1959
51.26 | 252.2315
51.27 | 252.2669
51.28 | 252.3023
51.29 | 252.3377
51.3 | 252.373
51.31 | 252.4083
51.32 | 252.4435
51.33 | 252.4787
51.34 | 252.5138
51.35 | 252.5489
51.36 | 252.5839
51.37 | 252.6189
51.38 | 252.6538
51.39 | 252.6887
51.4 | 252.7236
51.41 | 252.7583
51.42 | 252.7931
51.43 | 252.8277
51.44 | 252.8624
51.45 | 252.897
51.46 | 252.9315
51.47 | 252.966
51.48 | 253.0004
51.49 | 253.0348
51.5 | 253.0691
51.51 | 253.1034
51.52 | 253.1377
51.53 | 253.1719
51.54 | 253.206
51.55 | 253.2401
51.56 | 253.2741
51.57 | 253.3081
51.58 | 253.342
51.59 | 253.3759
51.6 | 253.4098
51.61 | 253.4435
51.62 | 253.4773
51.63 | 253.511
51.64 | 253.5446
51.65 | 253.5782
51.66 | 253.6117
51.67 | 253.6452
51.68 | 253.6786
51.69 | 253.712
51.7 | 253.7453
51.71 | 253.7786
51.72 | 253.8118
51.73 | 253.845
51.74 | 253.8781
51.75 | 253.9112
51.76 | 253.9442
51.77 | 253.9772
51.78 | 254.0101
51.79 | 254.043
51.8 | 254.0758
51.81 | 254.1085
51.82 | 254.1413
51.83 | 254.1739
51.84 | 254.2065
51.85 | 254.2391
51.86 | 254.2716
51.87 | 254.304
51.88 | 254.3364
51.89 | 254.3688
51.9 | 254.4011
51.91 | 254.4333
51.92 | 254.4655
51.93 | 254.4977
51.94 | 254.5297
51.95 | 254.5618
51.96 | 254.5938
51.97 | 254.6257
51.98 | 254.6576
51.99 | 254.6894
52 | 254.7211
52.01 | 254.7529
52.02 | 254.7845
52.03 | 254.8161
52.04 | 254.8477
52.05 | 254.8792
52.06 | 254.9107
52.07 | 254.9421
52.08 | 254.9734
52.09 | 255.0047
52.1 | 255.0359
52.11 | 255.0671
52.12 | 255.0982
52.13 | 255.1293
52.14 | 255.1603
52.15 | 255.1913
52.16 | 255.2222
52.17 | 255.2531
52.18 | 255.2839
52.19 | 255.3146
52.2 | 255.3453
52.21 | 255.376
52.22 | 255.4066
52.23 | 255.4371
52.24 | 255.4676
52.25 | 255.498
52.26 | 255.5284
52.27 | 255.5587
52.28 | 255.589
52.29 | 255.6192
52.3 | 255.6493
52.31 | 255.6794
52.32 | 255.7095
52.33 | 255.7395
52.34 | 255.7694
52.35 | 255.7993
52.36 | 255.8291
52.37 | 255.8589
52.38 | 255.8886
52.39 | 255.9182
52.4 | 255.9478
52.41 | 255.9774
52.42 | 256.0069
52.43 | 256.0363
52.44 | 256.0657
52.45 | 256.095
52.46 | 256.1243
52.47 | 256.1535
52.48 | 256.1826
52.49 | 256.2117
52.5 | 256.2408
52.51 | 256.2698
52.52 | 256.2987
52.53 | 256.3276
52.54 | 256.3564
52.55 | 256.3852
52.56 | 256.4139
52.57 | 256.4425
52.58 | 256.4711
52.59 | 256.4996
52.6 | 256.5281
52.61 | 256.5565
52.62 | 256.5849
52.63 | 256.6132
52.64 | 256.6414
52.65 | 256.6696
52.66 | 256.6977
52.67 | 256.7258
52.68 | 256.7538
52.69 | 256.7818
52.7 | 256.8097
52.71 | 256.8375
52.72 | 256.8653
52.73 | 256.8931
52.74 | 256.9207
52.75 | 256.9483
52.76 | 256.9759
52.77 | 257.0034
52.78 | 257.0308
52.79 | 257.0582
52.8 | 257.0855
52.81 | 257.1128
52.82 | 257.14
52.83 | 257.1671
52.84 | 257.1942
52.85 | 257.2212
52.86 | 257.2482
52.87 | 257.2751
52.88 | 257.302
52.89 | 257.3288
52.9 | 257.3555
52.91 | 257.3822
52.92 | 257.4088
52.93 | 257.4353
52.94 | 257.4618
52.95 | 257.4883
52.96 | 257.5146
52.97 | 257.5409
52.98 | 257.5672
52.99 | 257.5934
53 | 257.6195
53.01 | 257.6456
53.02 | 257.6716
53.03 | 257.6976
53.04 | 257.7235
53.05 | 257.7493
53.06 | 257.7751
53.07 | 257.8008
53.08 | 257.8264
53.09 | 257.852
53.1 | 257.8775
53.11 | 257.903
53.12 | 257.9284
53.13 | 257.9538
53.14 | 257.979
53.15 | 258.0043
53.16 | 258.0294
53.17 | 258.0545
53.18 | 258.0796
53.19 | 258.1045
53.2 | 258.1295
53.21 | 258.1543
53.22 | 258.1791
53.23 | 258.2038
53.24 | 258.2285
53.25 | 258.2531
53.26 | 258.2777
53.27 | 258.3021
53.28 | 258.3266
53.29 | 258.3509
53.3 | 258.3752
53.31 | 258.3994
53.32 | 258.4236
53.33 | 258.4477
53.34 | 258.4717
53.35 | 258.4957
53.36 | 258.5196
53.37 | 258.5435
53.38 | 258.5673
53.39 | 258.591
53.4 | 258.6147
53.41 | 258.6383
53.42 | 258.6618
53.43 | 258.6853
53.44 | 258.7087
53.45 | 258.732
53.46 | 258.7553
53.47 | 258.7785
53.48 | 258.8017
53.49 | 258.8248
53.5 | 258.8478
53.51 | 258.8708
53.52 | 258.8937
53.53 | 258.9165
53.54 | 258.9392
53.55 | 258.9619
53.56 | 258.9846
53.57 | 259.0072
53.58 | 259.0297
53.59 | 259.0521
53.6 | 259.0745
53.61 | 259.0968
53.62 | 259.119
53.63 | 259.1412
53.64 | 259.1633
53.65 | 259.1854
53.66 | 259.2073
53.67 | 259.2293
53.68 | 259.2511
53.69 | 259.2729
53.7 | 259.2946
53.71 | 259.3163
53.72 | 259.3378
53.73 | 259.3594
53.74 | 259.3808
53.75 | 259.4022
53.76 | 259.4235
53.77 | 259.4448
53.78 | 259.4659
53.79 | 259.4871
53.8 | 259.5081
53.81 | 259.5291
53.82 | 259.55
53.83 | 259.5708
53.84 | 259.5916
53.85 | 259.6123
53.86 | 259.633
53.87 | 259.6536
53.88 | 259.6741
53.89 | 259.6945
53.9 | 259.7149
53.91 | 259.7352
53.92 | 259.7554
53.93 | 259.7756
53.94 | 259.7957
53.95 | 259.8157
53.96 | 259.8357
53.97 | 259.8555
53.98 | 259.8754
53.99 | 259.8951
54 | 259.9148
54.01 | 259.9344
54.02 | 259.954
54.03 | 259.9734
54.04 | 259.9928
54.05 | 260.0122
54.06 | 260.0314
54.07 | 260.0506
54.08 | 260.0698
54.09 | 260.0888
54.1 | 260.1078
54.11 | 260.1267
54.12 | 260.1455
54.13 | 260.1643
54.14 | 260.183
54.15 | 260.2016
54.16 | 260.2202
54.17 | 260.2387
54.18 | 260.2571
54.19 | 260.2755
54.2 | 260.2937
54.21 | 260.3119
54.22 | 260.3301
54.23 | 260.3481
54.24 | 260.3661
54.25 | 260.384
54.26 | 260.4019
54.27 | 260.4196
54.28 | 260.4373
54.29 | 260.455
54.3 | 260.4725
54.31 | 260.49
54.32 | 260.5074
54.33 | 260.5247
54.34 | 260.542
54.35 | 260.5592
54.36 | 260.5763
54.37 | 260.5933
54.38 | 260.6103
54.39 | 260.6272
54.4 | 260.644
54.41 | 260.6608
54.42 | 260.6774
54.43 | 260.694
54.44 | 260.7105
54.45 | 260.727
54.46 | 260.7434
54.47 | 260.7597
54.48 | 260.7759
54.49 | 260.792
54.5 | 260.8081
54.51 | 260.8241
54.52 | 260.84
54.53 | 260.8559
54.54 | 260.8717
54.55 | 260.8874
54.56 | 260.903
54.57 | 260.9185
54.58 | 260.934
54.59 | 260.9494
54.6 | 260.9647
54.61 | 260.9799
54.62 | 260.9951
54.63 | 261.0102
54.64 | 261.0252
54.65 | 261.0401
54.66 | 261.055
54.67 | 261.0698
54.68 | 261.0845
54.69 | 261.0991
54.7 | 261.1137
54.71 | 261.1281
54.72 | 261.1425
54.73 | 261.1568
54.74 | 261.1711
54.75 | 261.1852
54.76 | 261.1993
54.77 | 261.2133
54.78 | 261.2272
54.79 | 261.2411
54.8 | 261.2548
54.81 | 261.2685
54.82 | 261.2821
54.83 | 261.2956
54.84 | 261.3091
54.85 | 261.3224
54.86 | 261.3357
54.87 | 261.3489
54.88 | 261.3621
54.89 | 261.3751
54.9 | 261.3881
54.91 | 261.401
54.92 | 261.4138
54.93 | 261.4265
54.94 | 261.4391
54.95 | 261.4517
54.96 | 261.4642
54.97 | 261.4766
54.98 | 261.4889
54.99 | 261.5011
55 | 261.5133
55.01 | 261.5253
55.02 | 261.5373
55.03 | 261.5492
55.04 | 261.5611
55.05 | 261.5728
55.06 | 261.5845
55.07 | 261.596
55.08 | 261.6075
55.09 | 261.6189
55.1 | 261.6303
55.11 | 261.6415
55.12 | 261.6527
55.13 | 261.6637
55.14 | 261.6747
55.15 | 261.6856
55.16 | 261.6965
55.17 | 261.7072
55.18 | 261.7178
55.19 | 261.7284
55.2 | 261.7389
55.21 | 261.7493
55.22 | 261.7596
55.23 | 261.7698
55.24 | 261.78
55.25 | 261.79
55.26 | 261.8
55.27 | 261.8099
55.28 | 261.8197
55.29 | 261.8294
55.3 | 261.839
55.31 | 261.8485
55.32 | 261.858
55.33 | 261.8674
55.34 | 261.8766
55.35 | 261.8858
55.36 | 261.8949
55.37 | 261.9039
55.38 | 261.9129
55.39 | 261.9217
55.4 | 261.9304
55.41 | 261.9391
55.42 | 261.9477
55.43 | 261.9561
55.44 | 261.9645
55.45 | 261.9728
55.46 | 261.9811
55.47 | 261.9892
55.48 | 261.9972
55.49 | 262.0052
55.5 | 262.013
55.51 | 262.0208
55.52 | 262.0284
55.53 | 262.036
55.54 | 262.0435
55.55 | 262.0509
55.56 | 262.0582
55.57 | 262.0654
55.58 | 262.0726
55.59 | 262.0796
55.6 | 262.0865
55.61 | 262.0934
55.62 | 262.1001
55.63 | 262.1068
55.64 | 262.1134
55.65 | 262.1199
55.66 | 262.1262
55.67 | 262.1325
55.68 | 262.1387
55.69 | 262.1448
55.7 | 262.1508
55.71 | 262.1568
55.72 | 262.1626
55.73 | 262.1683
55.74 | 262.1739
55.75 | 262.1795
55.76 | 262.1849
55.77 | 262.1903
55.78 | 262.1955
55.79 | 262.2007
55.8 | 262.2057
55.81 | 262.2107
55.82 | 262.2155
55.83 | 262.2203
55.84 | 262.225
55.85 | 262.2295
55.86 | 262.234
55.87 | 262.2384
55.88 | 262.2427
55.89 | 262.2469
55.9 | 262.2509
55.91 | 262.2549
55.92 | 262.2588
55.93 | 262.2626
55.94 | 262.2663
55.95 | 262.2699
55.96 | 262.2734
55.97 | 262.2768
55.98 | 262.28
55.99 | 262.2832
56 | 262.2863
56.01 | 262.2893
56.02 | 262.2922
56.03 | 262.295
56.04 | 262.2977
56.05 | 262.3002
56.06 | 262.3027
56.07 | 262.3051
56.08 | 262.3074
56.09 | 262.3095
56.1 | 262.3116
56.11 | 262.3136
56.12 | 262.3154
56.13 | 262.3172
56.14 | 262.3189
56.15 | 262.3204
56.16 | 262.3219
56.17 | 262.3232
56.18 | 262.3244
56.19 | 262.3256
56.2 | 262.3266
56.21 | 262.3275
56.22 | 262.3283
56.23 | 262.329
56.24 | 262.3296
56.25 | 262.3301
56.26 | 262.3305
56.27 | 262.3308
56.28 | 262.3309
56.29 | 262.331
56.3 | 262.331
56.31 | 262.3308
56.32 | 262.3305
56.33 | 262.3302
56.34 | 262.3297
56.35 | 262.3291
56.36 | 262.3284
56.37 | 262.3276
56.38 | 262.3267
56.39 | 262.3256
56.4 | 262.3245
56.41 | 262.3232
56.42 | 262.3219
56.43 | 262.3204
56.44 | 262.3188
56.45 | 262.3171
56.46 | 262.3153
56.47 | 262.3133
56.48 | 262.3113
56.49 | 262.3091
56.5 | 262.3069
56.51 | 262.3045
56.52 | 262.302
56.53 | 262.2994
56.54 | 262.2966
56.55 | 262.2938
56.56 | 262.2908
56.57 | 262.2877
56.58 | 262.2845
56.59 | 262.2812
56.6 | 262.2778
56.61 | 262.2743
56.62 | 262.2706
56.63 | 262.2668
56.64 | 262.2629
56.65 | 262.2589
56.66 | 262.2547
56.67 | 262.2505
56.68 | 262.2461
56.69 | 262.2416
56.7 | 262.237
56.71 | 262.2322
56.72 | 262.2274
56.73 | 262.2224
56.74 | 262.2173
56.75 | 262.212
56.76 | 262.2067
56.77 | 262.2012
56.78 | 262.1956
56.79 | 262.1899
56.8 | 262.184
56.81 | 262.178
56.82 | 262.1719
56.83 | 262.1657
56.84 | 262.1594
56.85 | 262.1529
56.86 | 262.1463
56.87 | 262.1396
56.88 | 262.1327
56.89 | 262.1257
56.9 | 262.1186
56.91 | 262.1114
56.92 | 262.104
56.93 | 262.0965
56.94 | 262.0889
56.95 | 262.0811
56.96 | 262.0732
56.97 | 262.0652
56.98 | 262.057
56.99 | 262.0487
57 | 262.0403
57.01 | 262.0318
57.02 | 262.0231
57.03 | 262.0142
57.04 | 262.0053
57.05 | 261.9962
57.06 | 261.987
57.07 | 261.9776
57.08 | 261.9681
57.09 | 261.9585
57.1 | 261.9487
57.11 | 261.9388
57.12 | 261.9288
57.13 | 261.9186
57.14 | 261.9083
57.15 | 261.8978
57.16 | 261.8872
57.17 | 261.8765
57.18 | 261.8656
57.19 | 261.8546
57.2 | 261.8434
57.21 | 261.8321
57.22 | 261.8206
57.23 | 261.809
57.24 | 261.7973
57.25 | 261.7854
57.26 | 261.7734
57.27 | 261.7612
57.28 | 261.7489
57.29 | 261.7364
57.3 | 261.7238
57.31 | 261.7111
57.32 | 261.6982
57.33 | 261.6851
57.34 | 261.6719
57.35 | 261.6585
57.36 | 261.645
57.37 | 261.6314
57.38 | 261.6176
57.39 | 261.6036
57.4 | 261.5895
57.41 | 261.5752
57.42 | 261.5608
57.43 | 261.5462
57.44 | 261.5315
57.45 | 261.5166
57.46 | 261.5016
57.47 | 261.4864
57.48 | 261.471
57.49 | 261.4555
57.5 | 261.4398
57.51 | 261.424
57.52 | 261.408
57.53 | 261.3919
57.54 | 261.3755
57.55 | 261.3591
57.56 | 261.3424
57.57 | 261.3256
57.58 | 261.3086
57.59 | 261.2915
57.6 | 261.2742
57.61 | 261.2567
57.62 | 261.2391
57.63 | 261.2213
57.64 | 261.2033
57.65 | 261.1852
57.66 | 261.1669
57.67 | 261.1484
57.68 | 261.1298
57.69 | 261.1109
57.7 | 261.0919
57.71 | 261.0728
57.72 | 261.0534
57.73 | 261.0339
57.74 | 261.0142
57.75 | 260.9943
57.76 | 260.9743
57.77 | 260.954
57.78 | 260.9336
57.79 | 260.913
57.8 | 260.8922
57.81 | 260.8713
57.82 | 260.8502
57.83 | 260.8288
57.84 | 260.8073
57.85 | 260.7856
57.86 | 260.7637
57.87 | 260.7417
57.88 | 260.7194
57.89 | 260.697
57.9 | 260.6743
57.91 | 260.6515
57.92 | 260.6285
57.93 | 260.6053
57.94 | 260.5819
57.95 | 260.5583
57.96 | 260.5345
57.97 | 260.5105
57.98 | 260.4863
57.99 | 260.4619
58 | 260.4373
58.01 | 260.4125
58.02 | 260.3875
58.03 | 260.3623
58.04 | 260.3369
58.05 | 260.3112
58.06 | 260.2854
58.07 | 260.2594
58.08 | 260.2332
58.09 | 260.2067
58.1 | 260.18
58.11 | 260.1532
58.12 | 260.1261
58.13 | 260.0988
58.14 | 260.0712
58.15 | 260.0435
58.16 | 260.0155
58.17 | 259.9873
58.18 | 259.9589
58.19 | 259.9303
58.2 | 259.9015
58.21 | 259.8724
58.22 | 259.8431
58.23 | 259.8135
58.24 | 259.7838
58.25 | 259.7538
58.26 | 259.7235
58.27 | 259.6931
58.28 | 259.6624
58.29 | 259.6314
58.3 | 259.6003
58.31 | 259.5688
58.32 | 259.5372
58.33 | 259.5053
58.34 | 259.4731
58.35 | 259.4407
58.36 | 259.4081
58.37 | 259.3752
58.38 | 259.342
58.39 | 259.3086
58.4 | 259.2749
58.41 | 259.241
58.42 | 259.2068
58.43 | 259.1724
58.44 | 259.1377
58.45 | 259.1027
58.46 | 259.0675
58.47 | 259.032
58.48 | 258.9962
58.49 | 258.9601
58.5 | 258.9238
58.51 | 258.8872
58.52 | 258.8503
58.53 | 258.8131
58.54 | 258.7757
58.55 | 258.7379
58.56 | 258.6999
58.57 | 258.6616
58.58 | 258.623
58.59 | 258.5841
58.6 | 258.5449
58.61 | 258.5054
58.62 | 258.4656
58.63 | 258.4254
58.64 | 258.385
58.65 | 258.3443
58.66 | 258.3032
58.67 | 258.2619
58.68 | 258.2202
58.69 | 258.1782
58.7 | 258.1359
58.71 | 258.0932
58.72 | 258.0502
58.73 | 258.0069
58.74 | 257.9632
58.75 | 257.9193
58.76 | 257.8749
58.77 | 257.8302
58.78 | 257.7852
58.79 | 257.7398
58.8 | 257.694
58.81 | 257.6479
58.82 | 257.6015
58.83 | 257.5546
58.84 | 257.5074
58.85 | 257.4598
58.86 | 257.4119
58.87 | 257.3635
58.88 | 257.3148
58.89 | 257.2657
58.9 | 257.2161
58.91 | 257.1662
58.92 | 257.1159
58.93 | 257.0652
58.94 | 257.014
58.95 | 256.9624
58.96 | 256.9104
58.97 | 256.858
58.98 | 256.8052
58.99 | 256.7519
59 | 256.6981
59.01 | 256.6439
59.02 | 256.5893
59.03 | 256.5342
59.04 | 256.4786
59.05 | 256.4226
59.06 | 256.3661
59.07 | 256.3091
59.08 | 256.2516
59.09 | 256.1936
59.1 | 256.1351
59.11 | 256.076
59.12 | 256.0165
59.13 | 255.9564
59.14 | 255.8958
59.15 | 255.8347
59.16 | 255.773
59.17 | 255.7108
59.18 | 255.6479
59.19 | 255.5846
59.2 | 255.5206
59.21 | 255.456
59.22 | 255.3908
59.23 | 255.325
59.24 | 255.2586
59.25 | 255.1915
59.26 | 255.1238
59.27 | 255.0555
59.28 | 254.9865
59.29 | 254.9167
59.3 | 254.8463
59.31 | 254.7752
59.32 | 254.7034
59.33 | 254.6308
59.34 | 254.5575
59.35 | 254.4834
59.36 | 254.4086
59.37 | 254.3329
59.38 | 254.2565
59.39 | 254.1792
59.4 | 254.1011
59.41 | 254.0221
59.42 | 253.9422
59.43 | 253.8614
59.44 | 253.7797
59.45 | 253.697
59.46 | 253.6134
59.47 | 253.5287
59.48 | 253.4431
59.49 | 253.3564
59.5 | 253.2686
59.51 | 253.1797
59.52 | 253.0897
59.53 | 252.9985
59.54 | 252.9061
59.55 | 252.8125
59.56 | 252.7176
59.57 | 252.6214
59.58 | 252.5238
59.59 | 252.4249
59.6 | 252.3245
59.61 | 252.2226
59.62 | 252.1191
59.63 | 252.014
59.64 | 251.9073
59.65 | 251.7988
59.66 | 251.6886
59.67 | 251.5764
59.68 | 251.4623
59.69 | 251.3462
59.7 | 251.2279
59.71 | 251.1074
59.72 | 250.9845
59.73 | 250.8592
59.74 | 250.7313
59.75 | 250.6006
59.76 | 250.467
59.77 | 250.3304
59.78 | 250.1905
59.79 | 250.0472
59.8 | 249.9001
59.81 | 249.7491
59.82 | 249.5937
59.83 | 249.4338
59.84 | 249.2687
59.85 | 249.0982
59.86 | 248.9217
59.87 | 248.7385
59.88 | 248.5478
59.89 | 248.3488
59.9 | 248.1402
59.91 | 247.9207
59.92 | 247.6885
59.93 | 247.441
59.94 | 247.175
59.95 | 246.8855
59.96 | 246.5654
59.97 | 246.2021
59.98 | 245.7716
59.99 | 245.2115

## Tazon
Python calibrated rating curve
Stage (in) | Flow (gpm)
0 | 0
0.01 | 0.0012748
0.02 | 0.0057228
0.03 | 0.013774
0.04 | 0.025687
0.05 | 0.041649
0.06 | 0.061815
0.07 | 0.086313
0.08 | 0.11525
0.09 | 0.14873
0.1 | 0.18684
0.11 | 0.22966
0.12 | 0.27726
0.13 | 0.32971
0.14 | 0.38708
0.15 | 0.44941
0.16 | 0.51678
0.17 | 0.58922
0.18 | 0.66679
0.19 | 0.74953
0.2 | 0.83749
0.21 | 0.93072
0.22 | 1.0292
0.23 | 1.1331
0.24 | 1.2424
0.25 | 1.357
0.26 | 1.4771
0.27 | 1.6027
0.28 | 1.7338
0.29 | 1.8705
0.3 | 2.0127
0.31 | 2.1605
0.32 | 2.314
0.33 | 2.4731
0.34 | 2.6379
0.35 | 2.8084
0.36 | 2.9847
0.37 | 3.1667
0.38 | 3.3545
0.39 | 4.0249
0.4 | 4.8364
0.41 | 5.6572
0.42 | 6.4874
0.43 | 7.3268
0.44 | 8.1756
0.45 | 9.0336
0.46 | 9.9008
0.47 | 10.7773
0.48 | 11.663
0.49 | 12.5579
0.5 | 13.4619
0.51 | 14.3751
0.52 | 15.2974
0.53 | 16.2289
0.54 | 17.1694
0.55 | 18.1191
0.56 | 19.0777
0.57 | 20.0455
0.58 | 21.0222
0.59 | 22.008
0.6 | 23.0027
0.61 | 24.0064
0.62 | 25.0191
0.63 | 26.0407
0.64 | 27.0712
0.65 | 28.1106
0.66 | 29.1589
0.67 | 30.216
0.68 | 31.282
0.69 | 32.3568
0.7 | 33.4404
0.71 | 34.5328
0.72 | 35.6339
0.73 | 36.7438
0.74 | 37.8625
0.75 | 38.9899
0.76 | 40.1259
0.77 | 41.2706
0.78 | 42.424
0.79 | 43.5861
0.8 | 44.7568
0.81 | 45.936
0.82 | 47.1239
0.83 | 48.3203
0.84 | 49.5253
0.85 | 50.7389
0.86 | 51.9609
0.87 | 53.1915
0.88 | 54.4305
0.89 | 55.678
0.9 | 56.934
0.91 | 58.1983
0.92 | 59.4711
0.93 | 60.7523
0.94 | 62.0419
0.95 | 63.3399
0.96 | 64.6462
0.97 | 65.9608
0.98 | 67.2837
0.99 | 68.6149
1 | 69.9544
1.01 | 71.3022
1.02 | 72.6582
1.03 | 74.0224
1.04 | 75.3949
1.05 | 76.7755
1.06 | 78.1643
1.07 | 79.5612
1.08 | 80.9663
1.09 | 82.3796
1.1 | 83.8009
1.11 | 85.2303
1.12 | 86.6678
1.13 | 88.1133
1.14 | 89.5669
1.15 | 91.0285
1.16 | 92.4981
1.17 | 93.9757
1.18 | 95.4613
1.19 | 96.9548
1.2 | 98.4563
1.21 | 99.9657
1.22 | 101.483
1.23 | 103.0082
1.24 | 104.5412
1.25 | 106.0821
1.26 | 107.6309
1.27 | 109.1875
1.28 | 110.7519
1.29 | 112.324
1.3 | 113.904
1.31 | 115.4917
1.32 | 117.0871
1.33 | 118.6903
1.34 | 120.3012
1.35 | 121.9197
1.36 | 123.546
1.37 | 125.1799
1.38 | 126.8215
1.39 | 128.4706
1.4 | 130.1274
1.41 | 131.7918
1.42 | 133.4638
1.43 | 135.1433
1.44 | 136.8304
1.45 | 138.525
1.46 | 140.2271
1.47 | 141.9368
1.48 | 143.6539
1.49 | 145.3785
1.5 | 147.1105
1.51 | 148.85
1.52 | 150.5969
1.53 | 152.3512
1.54 | 154.1129
1.55 | 155.8819
1.56 | 157.6583
1.57 | 159.4421
1.58 | 161.2332
1.59 | 163.0316
1.6 | 164.8373
1.61 | 166.6503
1.62 | 168.4705
1.63 | 170.298
1.64 | 172.1327
1.65 | 173.9746
1.66 | 175.8238
1.67 | 177.6801
1.68 | 179.5436
1.69 | 181.4143
1.7 | 183.2921
1.71 | 185.177
1.72 | 187.0691
1.73 | 188.9682
1.74 | 190.8744
1.75 | 192.7877
1.76 | 194.708
1.77 | 196.6354
1.78 | 198.5698
1.79 | 200.5112
1.8 | 202.4595
1.81 | 204.4149
1.82 | 206.3772
1.83 | 208.3465
1.84 | 210.3227
1.85 | 212.3058
1.86 | 214.2958
1.87 | 216.2927
1.88 | 218.2964
1.89 | 220.3071
1.9 | 222.3245
1.91 | 224.3488
1.92 | 226.3799
1.93 | 228.4178
1.94 | 230.4625
1.95 | 232.5139
1.96 | 234.5721
1.97 | 236.637
1.98 | 238.7087
1.99 | 240.7871
2 | 242.8721
2.01 | 244.9639
2.02 | 247.0623
2.03 | 249.1673
2.04 | 251.279
2.05 | 253.3973
2.06 | 255.5222
2.07 | 257.6538
2.08 | 259.7918
2.09 | 261.9365
2.1 | 264.0877
2.11 | 266.2455
2.12 | 268.4097
2.13 | 270.5805
2.14 | 272.7578
2.15 | 274.9415
2.16 | 277.1317
2.17 | 279.3284
2.18 | 281.5315
2.19 | 283.741
2.2 | 285.9569
2.21 | 288.1792
2.22 | 290.4079
2.23 | 292.643
2.24 | 294.8844
2.25 | 297.1322
2.26 | 299.3863
2.27 | 301.6467
2.28 | 303.9133
2.29 | 306.1863
2.3 | 308.4656
2.31 | 310.7511
2.32 | 313.0428
2.33 | 315.3408
2.34 | 317.6449
2.35 | 319.9553
2.36 | 322.2719
2.37 | 324.5946
2.38 | 326.9235
2.39 | 329.2586
2.4 | 331.5997
2.41 | 333.947
2.42 | 336.3004
2.43 | 338.6599
2.44 | 341.0255
2.45 | 343.3971
2.46 | 345.7748
2.47 | 348.1585
2.48 | 350.5483
2.49 | 352.9441
2.5 | 355.3458
2.51 | 357.7535
2.52 | 360.1673
2.53 | 362.5869
2.54 | 365.0125
2.55 | 367.4441
2.56 | 369.8815
2.57 | 372.3249
2.58 | 374.7742
2.59 | 377.2293
2.6 | 379.6903
2.61 | 382.1571
2.62 | 384.6298
2.63 | 387.1083
2.64 | 389.5927
2.65 | 392.0828
2.66 | 394.5787
2.67 | 397.0804
2.68 | 399.5879
2.69 | 402.101
2.7 | 404.62
2.71 | 407.1446
2.72 | 409.675
2.73 | 412.2111
2.74 | 414.7528
2.75 | 417.3002
2.76 | 419.8533
2.77 | 422.412
2.78 | 424.9763
2.79 | 427.5463
2.8 | 430.1219
2.81 | 432.7031
2.82 | 435.2898
2.83 | 437.8821
2.84 | 440.48
2.85 | 443.0834
2.86 | 445.6924
2.87 | 448.3068
2.88 | 450.9268
2.89 | 453.5523
2.9 | 456.1832
2.91 | 458.8197
2.92 | 461.4615
2.93 | 464.1088
2.94 | 466.7616
2.95 | 469.4198
2.96 | 472.0833
2.97 | 474.7523
2.98 | 477.4267
2.99 | 480.1064
3 | 482.7915
3.01 | 485.4819
3.02 | 488.1777
3.03 | 490.8787
3.04 | 493.5851
3.05 | 496.2968
3.06 | 499.0138
3.07 | 501.736
3.08 | 504.4635
3.09 | 507.1963
3.1 | 509.9343
3.11 | 512.6775
3.12 | 515.4259
3.13 | 518.1795
3.14 | 520.9383
3.15 | 523.7023
3.16 | 526.4715
3.17 | 529.2458
3.18 | 532.0252
3.19 | 534.8098
3.2 | 537.5995
3.21 | 540.3943
3.22 | 543.1942
3.23 | 545.9991
3.24 | 548.8092
3.25 | 551.6243
3.26 | 554.4444
3.27 | 557.2696
3.28 | 560.0998
3.29 | 562.935
3.3 | 565.7752
3.31 | 568.6204
3.32 | 571.4706
3.33 | 574.3257
3.34 | 577.1858
3.35 | 580.0508
3.36 | 582.9208
3.37 | 585.7957
3.38 | 588.6755
3.39 | 591.5601
3.4 | 594.4497
3.41 | 597.3442
3.42 | 600.2435
3.43 | 603.1476
3.44 | 606.0566
3.45 | 608.9704
3.46 | 611.889
3.47 | 614.8125
3.48 | 617.7407
3.49 | 620.6737
3.5 | 623.6115
3.51 | 626.554
3.52 | 629.5013
3.53 | 632.4534
3.54 | 635.4101
3.55 | 638.3716
3.56 | 641.3378
3.57 | 644.3086
3.58 | 647.2842
3.59 | 650.2644
3.6 | 653.2492
3.61 | 656.2388
3.62 | 659.2329
3.63 | 662.2317
3.64 | 665.2351
3.65 | 668.2431
3.66 | 671.2557
3.67 | 674.2729
3.68 | 677.2947
3.69 | 680.321
3.7 | 683.3518
3.71 | 686.3872
3.72 | 689.4272
3.73 | 692.4716
3.74 | 695.5206
3.75 | 698.574
3.76 | 701.632
3.77 | 704.6944
3.78 | 707.7612
3.79 | 710.8326
3.8 | 713.9083
3.81 | 716.9885
3.82 | 720.0732
3.83 | 723.1622
3.84 | 726.2556
3.85 | 729.3534
3.86 | 732.4556
3.87 | 735.5622
3.88 | 738.6731
3.89 | 741.7884
3.9 | 744.908
3.91 | 748.0319
3.92 | 751.1602
3.93 | 754.2927
3.94 | 757.4296
3.95 | 760.5707
3.96 | 763.7161
3.97 | 766.8658
3.98 | 770.0197
3.99 | 773.1779
4 | 776.3403
4.01 | 779.5069
4.02 | 782.6777
4.03 | 785.8528
4.04 | 789.032
4.05 | 792.2154
4.06 | 795.403
4.07 | 798.5947
4.08 | 801.7906
4.09 | 804.9906
4.1 | 808.1948
4.11 | 811.4031
4.12 | 814.6155
4.13 | 817.832
4.14 | 821.0525
4.15 | 824.2772
4.16 | 827.5059
4.17 | 830.7387
4.18 | 833.9756
4.19 | 837.2164
4.2 | 840.4614
4.21 | 843.7103
4.22 | 846.9632
4.23 | 850.2202
4.24 | 853.4811
4.25 | 856.746
4.26 | 860.0149
4.27 | 863.2877
4.28 | 866.5645
4.29 | 869.8453
4.3 | 873.1299
4.31 | 876.4185
4.32 | 879.711
4.33 | 883.0074
4.34 | 886.3077
4.35 | 889.6119
4.36 | 892.92
4.37 | 896.2319
4.38 | 899.5477
4.39 | 902.8673
4.4 | 906.1907
4.41 | 909.518
4.42 | 912.8491
4.43 | 916.184
4.44 | 919.5227
4.45 | 922.8651
4.46 | 926.2114
4.47 | 929.5614
4.48 | 932.9152
4.49 | 936.2727
4.5 | 939.634
4.51 | 942.999
4.52 | 946.3677
4.53 | 949.7401
4.54 | 953.1163
4.55 | 956.4961
4.56 | 959.8796
4.57 | 963.2668
4.58 | 966.6576
4.59 | 970.0521
4.6 | 973.4503
4.61 | 976.852
4.62 | 980.2574
4.63 | 983.6665
4.64 | 987.0791
4.65 | 990.4953
4.66 | 993.9152
4.67 | 997.3386
4.68 | 1000.7655
4.69 | 1004.1961
4.7 | 1007.6302
4.71 | 1011.0678
4.72 | 1014.509
4.73 | 1017.9537
4.74 | 1021.4019
4.75 | 1024.8536
4.76 | 1028.3088
4.77 | 1031.7676
4.78 | 1035.2297
4.79 | 1038.6954
4.8 | 1042.1645
4.81 | 1045.6371
4.82 | 1049.1132
4.83 | 1052.5926
4.84 | 1056.0755
4.85 | 1059.5618
4.86 | 1063.0516
4.87 | 1066.5447
4.88 | 1070.0412
4.89 | 1073.5411
4.9 | 1077.0444
4.91 | 1080.551
4.92 | 1084.061
4.93 | 1087.5743
4.94 | 1091.091
4.95 | 1094.611
4.96 | 1098.1344
4.97 | 1101.661
4.98 | 1105.191
4.99 | 1108.7242
5 | 1112.2607
5.01 | 1115.8006
5.02 | 1119.3436
5.03 | 1122.89
5.04 | 1126.4396
5.05 | 1129.9924
5.06 | 1133.5485
5.07 | 1137.1078
5.08 | 1140.6703
5.09 | 1144.2361
5.1 | 1147.805
5.11 | 1151.3771
5.12 | 1154.9524
5.13 | 1158.5309
5.14 | 1162.1125
5.15 | 1165.6974
5.16 | 1169.2853
5.17 | 1172.8764
5.18 | 1176.4707
5.19 | 1180.068
5.2 | 1183.6685
5.21 | 1187.2721
5.22 | 1190.8788
5.23 | 1194.4885
5.24 | 1198.1014
5.25 | 1201.7173
5.26 | 1205.3363
5.27 | 1208.9584
5.28 | 1212.5835
5.29 | 1216.2117
5.3 | 1219.8429
5.31 | 1223.4771
5.32 | 1227.1143
5.33 | 1230.7545
5.34 | 1234.3978
5.35 | 1238.044
5.36 | 1241.6932
5.37 | 1245.3454
5.38 | 1249.0006
5.39 | 1252.6587
5.4 | 1256.3198
5.41 | 1259.9838
5.42 | 1263.6508
5.43 | 1267.3207
5.44 | 1270.9935
5.45 | 1274.6692
5.46 | 1278.3478
5.47 | 1282.0293
5.48 | 1285.7137
5.49 | 1289.401
5.5 | 1293.0912
5.51 | 1296.7842
5.52 | 1300.4801
5.53 | 1304.1788
5.54 | 1307.8804
5.55 | 1311.5848
5.56 | 1315.292
5.57 | 1319.002
5.58 | 1322.7149
5.59 | 1326.4305
5.6 | 1330.149
5.61 | 1333.8702
5.62 | 1337.5942
5.63 | 1341.321
5.64 | 1345.0505
5.65 | 1348.7828
5.66 | 1352.5178
5.67 | 1356.2556
5.68 | 1359.9961
5.69 | 1363.7394
5.7 | 1367.4853
5.71 | 1371.234
5.72 | 1374.9853
5.73 | 1378.7394
5.74 | 1382.4961
5.75 | 1386.2555
5.76 | 1390.0176
5.77 | 1393.7824
5.78 | 1397.5498
5.79 | 1401.3198
5.8 | 1405.0925
5.81 | 1408.8678
5.82 | 1412.6458
5.83 | 1416.4263
5.84 | 1420.2095
5.85 | 1423.9953
5.86 | 1427.7837
5.87 | 1431.5746
5.88 | 1435.3681
5.89 | 1439.1643
5.9 | 1442.9629
5.91 | 1446.7642
5.92 | 1450.5679
5.93 | 1454.3743
5.94 | 1458.1831
5.95 | 1461.9945
5.96 | 1465.8084
5.97 | 1469.6248
5.98 | 1473.4437
5.99 | 1477.2652
6 | 1481.0891
6.01 | 1484.9155
6.02 | 1488.7444
6.03 | 1492.5757
6.04 | 1496.4095
6.05 | 1500.2458
6.06 | 1504.0845
6.07 | 1507.9256
6.08 | 1511.7692
6.09 | 1515.6152
6.1 | 1519.4636
6.11 | 1523.3145
6.12 | 1527.1677
6.13 | 1531.0233
6.14 | 1534.8814
6.15 | 1538.7418
6.16 | 1542.6046
6.17 | 1546.4697
6.18 | 1550.3372
6.19 | 1554.2071
6.2 | 1558.0793
6.21 | 1561.9539
6.22 | 1565.8308
6.23 | 1569.71
6.24 | 1573.5915
6.25 | 1577.4754
6.26 | 1581.3615
6.27 | 1585.25
6.28 | 1589.1407
6.29 | 1593.0338
6.3 | 1596.9291
6.31 | 1600.8267
6.32 | 1604.7265
6.33 | 1608.6286
6.34 | 1612.5329
6.35 | 1616.4395
6.36 | 1620.3484
6.37 | 1624.2594
6.38 | 1628.1727
6.39 | 1632.0882
6.4 | 1636.0059
6.41 | 1639.9258
6.42 | 1643.8479
6.43 | 1647.7722
6.44 | 1651.6986
6.45 | 1655.6273
6.46 | 1659.5581
6.47 | 1663.491
6.48 | 1667.4261
6.49 | 1671.3634
6.5 | 1675.3028
6.51 | 1679.2444
6.52 | 1683.188
6.53 | 1687.1338
6.54 | 1691.0817
6.55 | 1695.0317
6.56 | 1698.9839
6.57 | 1702.9381
6.58 | 1706.8943
6.59 | 1710.8527
6.6 | 1714.8132
6.61 | 1718.7757
6.62 | 1722.7403
6.63 | 1726.7069
6.64 | 1730.6756
6.65 | 1734.6463
6.66 | 1738.619
6.67 | 1742.5938
6.68 | 1746.5706
6.69 | 1750.5494
6.7 | 1754.5302
6.71 | 1758.5131
6.72 | 1762.4979
6.73 | 1766.4847
6.74 | 1770.4735
6.75 | 1774.4642
6.76 | 1778.457
6.77 | 1782.4517
6.78 | 1786.4483
6.79 | 1790.4469
6.8 | 1794.4475
6.81 | 1798.4499
6.82 | 1802.4543
6.83 | 1806.4607
6.84 | 1810.4689
6.85 | 1814.4791
6.86 | 1818.4912
6.87 | 1822.5051
6.88 | 1826.521
6.89 | 1830.5388
6.9 | 1834.5584
6.91 | 1838.5799
6.92 | 1842.6033
6.93 | 1846.6285
6.94 | 1850.6556
6.95 | 1854.6845
6.96 | 1858.7153
6.97 | 1862.7479
6.98 | 1866.7823
6.99 | 1870.8186
7 | 1874.8567
7.01 | 1878.8966
7.02 | 1882.9383
7.03 | 1886.9818
7.04 | 1891.027
7.05 | 1895.0741
7.06 | 1899.123
7.07 | 1903.1736
7.08 | 1907.226
7.09 | 1911.2801
7.1 | 1915.336
7.11 | 1919.3937
7.12 | 1923.4531
7.13 | 1927.5143
7.14 | 1931.5771
7.15 | 1935.6417
7.16 | 1939.708
7.17 | 1943.7761
7.18 | 1947.8458
7.19 | 1951.9172
7.2 | 1955.9904
7.21 | 1960.0652
7.22 | 1964.1417
7.23 | 1968.2199
7.24 | 1972.2997
7.25 | 1976.3812
7.26 | 1980.4644
7.27 | 1984.5492
7.28 | 1988.6357
7.29 | 1992.7238
7.3 | 1996.8135
7.31 | 2000.9049
7.32 | 2004.9979
7.33 | 2009.0925
7.34 | 2013.1888
7.35 | 2017.2866
7.36 | 2021.386
7.37 | 2025.487
7.38 | 2029.5896
7.39 | 2033.6938
7.4 | 2037.7996
7.41 | 2041.9069
7.42 | 2046.0159
7.43 | 2050.1263
7.44 | 2054.2383
7.45 | 2058.3519
7.46 | 2062.467
7.47 | 2066.5836
7.48 | 2070.7018
7.49 | 2074.8215
7.5 | 2078.9427
7.51 | 2083.0654
7.52 | 2087.1896
7.53 | 2091.3154
7.54 | 2095.4426
7.55 | 2099.5713
7.56 | 2103.7015
7.57 | 2107.8331
7.58 | 2111.9663
7.59 | 2116.1009
7.6 | 2120.237
7.61 | 2124.3745
7.62 | 2128.5135
7.63 | 2132.6539
7.64 | 2136.7957
7.65 | 2140.939
7.66 | 2145.0837
7.67 | 2149.2298
7.68 | 2153.3774
7.69 | 2157.5264
7.7 | 2161.6767
7.71 | 2165.8285
7.72 | 2169.9816
7.73 | 2174.1362
7.74 | 2178.2921
7.75 | 2182.4494
7.76 | 2186.6081
7.77 | 2190.7681
7.78 | 2194.9295
7.79 | 2199.0922
7.8 | 2203.2563
7.81 | 2207.4218
7.82 | 2211.5885
7.83 | 2215.7566
7.84 | 2219.9261
7.85 | 2224.0968
7.86 | 2228.2689
7.87 | 2232.4423
7.88 | 2236.617
7.89 | 2240.7929
7.9 | 2244.9702
7.91 | 2249.1488
7.92 | 2253.3286
7.93 | 2257.5097
7.94 | 2261.6921
7.95 | 2265.8758
7.96 | 2270.0607
7.97 | 2274.2469
7.98 | 2278.4343
7.99 | 2282.623
8 | 2286.8129
8.01 | 2291.0041
8.02 | 2295.1964
8.03 | 2299.39
8.04 | 2303.5849
8.05 | 2307.7809
8.06 | 2311.9781
8.07 | 2316.1766
8.08 | 2320.3762
8.09 | 2324.577
8.1 | 2328.779
8.11 | 2332.9822
8.12 | 2337.1866
8.13 | 2341.3921
8.14 | 2345.5988
8.15 | 2349.8067
8.16 | 2354.0157
8.17 | 2358.2259
8.18 | 2362.4372
8.19 | 2366.6496
8.2 | 2370.8632
8.21 | 2375.0779
8.22 | 2379.2938
8.23 | 2383.5107
8.24 | 2387.7288
8.25 | 2391.9479
8.26 | 2396.1682
8.27 | 2400.3896
8.28 | 2404.612
8.29 | 2408.8356
8.3 | 2413.0602
8.31 | 2417.2859
8.32 | 2421.5127
8.33 | 2425.7405
8.34 | 2429.9694
8.35 | 2434.1994
8.36 | 2438.4304
8.37 | 2442.6625
8.38 | 2446.8955
8.39 | 2451.1297
8.4 | 2455.3648
8.41 | 2459.601
8.42 | 2463.8382
8.43 | 2468.0764
8.44 | 2472.3157
8.45 | 2476.5559
8.46 | 2480.7971
8.47 | 2485.0393
8.48 | 2489.2826
8.49 | 2493.5268
8.5 | 2497.7719
8.51 | 2502.0181
8.52 | 2506.2652
8.53 | 2510.5133
8.54 | 2514.7623
8.55 | 2519.0123
8.56 | 2523.2633
8.57 | 2527.5152
8.58 | 2531.768
8.59 | 2536.0218
8.6 | 2540.2765
8.61 | 2544.5321
8.62 | 2548.7886
8.63 | 2553.0461
8.64 | 2557.3044
8.65 | 2561.5637
8.66 | 2565.8239
8.67 | 2570.0849
8.68 | 2574.3469
8.69 | 2578.6097
8.7 | 2582.8734
8.71 | 2587.138
8.72 | 2591.4035
8.73 | 2595.6698
8.74 | 2599.937
8.75 | 2604.205
8.76 | 2608.4739
8.77 | 2612.7436
8.78 | 2617.0142
8.79 | 2621.2856
8.8 | 2625.5578
8.81 | 2629.8309
8.82 | 2634.1048
8.83 | 2638.3795
8.84 | 2642.655
8.85 | 2646.9313
8.86 | 2651.2084
8.87 | 2655.4864
8.88 | 2659.7651
8.89 | 2664.0446
8.9 | 2668.3249
8.91 | 2672.6059
8.92 | 2676.8877
8.93 | 2681.1703
8.94 | 2685.4537
8.95 | 2689.7378
8.96 | 2694.0227
8.97 | 2698.3083
8.98 | 2702.5947
8.99 | 2709.0276
9 | 2715.0054
9.01 | 2720.989
9.02 | 2726.9783
9.03 | 2732.9735
9.04 | 2738.9744
9.05 | 2744.981
9.06 | 2750.9935
9.07 | 2757.0117
9.08 | 2763.0356
9.09 | 2769.0653
9.1 | 2775.1008
9.11 | 2781.142
9.12 | 2787.1889
9.13 | 2793.2416
9.14 | 2799.3
9.15 | 2805.3641
9.16 | 2811.434
9.17 | 2817.5096
9.18 | 2823.5909
9.19 | 2829.6779
9.2 | 2835.7706
9.21 | 2841.8691
9.22 | 2847.9732
9.23 | 2854.0831
9.24 | 2860.1986
9.25 | 2866.3198
9.26 | 2872.4468
9.27 | 2878.5794
9.28 | 2884.7176
9.29 | 2890.8616
9.3 | 2897.0112
9.31 | 2903.1665
9.32 | 2909.3275
9.33 | 2915.4941
9.34 | 2921.6664
9.35 | 2927.8443
9.36 | 2934.0279
9.37 | 2940.2172
9.38 | 2946.412
9.39 | 2952.6126
9.4 | 2958.8187
9.41 | 2965.0305
9.42 | 2971.2479
9.43 | 2977.4709
9.44 | 2983.6996
9.45 | 2989.9338
9.46 | 2996.1737
9.47 | 3002.4192
9.48 | 3008.6702
9.49 | 3014.9269
9.5 | 3021.1892
9.51 | 3027.4571
9.52 | 3033.7305
9.53 | 3040.0096
9.54 | 3046.2942
9.55 | 3052.5844
9.56 | 3058.8801
9.57 | 3065.1815
9.58 | 3071.4884
9.59 | 3077.8008
9.6 | 3084.1188
9.61 | 3090.4424
9.62 | 3096.7715
9.63 | 3103.1062
9.64 | 3109.4464
9.65 | 3115.7921
9.66 | 3122.1434
9.67 | 3128.5001
9.68 | 3134.8625
9.69 | 3141.2303
9.7 | 3147.6037
9.71 | 3153.9825
9.72 | 3160.3669
9.73 | 3166.7568
9.74 | 3173.1522
9.75 | 3179.5531
9.76 | 3185.9594
9.77 | 3192.3713
9.78 | 3198.7886
9.79 | 3205.2115
9.8 | 3211.6398
9.81 | 3218.0735
9.82 | 3224.5128
9.83 | 3230.9575
9.84 | 3237.4077
9.85 | 3243.8633
9.86 | 3250.3244
9.87 | 3256.7909
9.88 | 3263.2629
9.89 | 3269.7403
9.9 | 3276.2232
9.91 | 3282.7114
9.92 | 3289.2052
9.93 | 3295.7043
9.94 | 3302.2089
9.95 | 3308.7188
9.96 | 3315.2342
9.97 | 3321.755
9.98 | 3328.2812
9.99 | 3334.8128
10 | 3341.3498
10.01 | 3347.8922
10.02 | 3354.44
10.03 | 3360.9932
10.04 | 3367.5517
10.05 | 3374.1156
10.06 | 3380.6849
10.07 | 3387.2596
10.08 | 3393.8396
10.09 | 3400.425
10.1 | 3407.0157
10.11 | 3413.6118
10.12 | 3420.2133
10.13 | 3426.8201
10.14 | 3433.4322
10.15 | 3440.0497
10.16 | 3446.6724
10.17 | 3453.3006
10.18 | 3459.934
10.19 | 3466.5728
10.2 | 3473.2168
10.21 | 3479.8662
10.22 | 3486.5209
10.23 | 3493.1809
10.24 | 3499.8462
10.25 | 3506.5168
10.26 | 3513.1927
10.27 | 3519.8739
10.28 | 3526.5603
10.29 | 3533.252
10.3 | 3539.949
10.31 | 3546.6513
10.32 | 3553.3588
10.33 | 3560.0716
10.34 | 3566.7897
10.35 | 3573.513
10.36 | 3580.2416
10.37 | 3586.9754
10.38 | 3593.7144
10.39 | 3600.4587
10.4 | 3607.2082
10.41 | 3613.9629
10.42 | 3620.7229
10.43 | 3627.4881
10.44 | 3634.2585
10.45 | 3641.0341
10.46 | 3647.8149
10.47 | 3654.6009
10.48 | 3661.3922
10.49 | 3668.1886
10.5 | 3674.9902
10.51 | 3681.797
10.52 | 3688.609
10.53 | 3695.4261
10.54 | 3702.2484
10.55 | 3709.0759
10.56 | 3715.9086
10.57 | 3722.7464
10.58 | 3729.5894
10.59 | 3736.4376
10.6 | 3743.2908
10.61 | 3750.1493
10.62 | 3757.0128
10.63 | 3763.8815
10.64 | 3770.7554
10.65 | 3777.6343
10.66 | 3784.5184
10.67 | 3791.4076
10.68 | 3798.302
10.69 | 3805.2014
10.7 | 3812.1059
10.71 | 3819.0156
10.72 | 3825.9303
10.73 | 3832.8502
10.74 | 3839.7751
10.75 | 3846.7051
10.76 | 3853.6402
10.77 | 3860.5803
10.78 | 3867.5256
10.79 | 3874.4759
10.8 | 3881.4313
10.81 | 3888.3917
10.82 | 3895.3572
10.83 | 3902.3277
10.84 | 3909.3033
10.85 | 3916.2839
10.86 | 3923.2696
10.87 | 3930.2603
10.88 | 3937.256
10.89 | 3944.2568
10.9 | 3951.2626
10.91 | 3958.2734
10.92 | 3965.2892
10.93 | 3972.31
10.94 | 3979.3358
10.95 | 3986.3666
10.96 | 3993.4025
10.97 | 4000.4433
10.98 | 4007.4891
10.99 | 4014.5398
11 | 4021.5956
11.01 | 4028.6563
11.02 | 4035.722
11.03 | 4042.7927
11.04 | 4049.8683
11.05 | 4056.9489
11.06 | 4064.0344
11.07 | 4071.1249
11.08 | 4078.2203
11.09 | 4085.3207
11.1 | 4092.426
11.11 | 4099.5362
11.12 | 4106.6514
11.13 | 4113.7715
11.14 | 4120.8965
11.15 | 4128.0264
11.16 | 4135.1612
11.17 | 4142.3009
11.18 | 4149.4455
11.19 | 4156.5951
11.2 | 4163.7495
11.21 | 4170.9088
11.22 | 4178.0729
11.23 | 4185.242
11.24 | 4192.4159
11.25 | 4199.5947
11.26 | 4206.7784
11.27 | 4213.9669
11.28 | 4221.1603
11.29 | 4228.3586
11.3 | 4235.5617
11.31 | 4242.7696
11.32 | 4249.9823
11.33 | 4257.2
11.34 | 4264.4224
11.35 | 4271.6496
11.36 | 4278.8817
11.37 | 4286.1186
11.38 | 4293.3603
11.39 | 4300.6068
11.4 | 4307.8582
11.41 | 4315.1143
11.42 | 4322.3752
11.43 | 4329.6409
11.44 | 4336.9114
11.45 | 4344.1867
11.46 | 4351.4667
11.47 | 4358.7515
11.48 | 4366.0411
11.49 | 4373.3355
11.5 | 4380.6346
11.51 | 4387.9385
11.52 | 4395.2471
11.53 | 4402.5605
11.54 | 4409.8786
11.55 | 4417.2014
11.56 | 4424.529
11.57 | 4431.8613
11.58 | 4439.1983
11.59 | 4446.5401
11.6 | 4453.8865
11.61 | 4461.2377
11.62 | 4468.5936
11.63 | 4475.9542
11.64 | 4483.3195
11.65 | 4490.6894
11.66 | 4498.0641
11.67 | 4505.4434
11.68 | 4512.8275
11.69 | 4520.2162
11.7 | 4527.6095
11.71 | 4535.0076
11.72 | 4542.4102
11.73 | 4549.8176
11.74 | 4557.2296
11.75 | 4564.6462
11.76 | 4572.0675
11.77 | 4579.4935
11.78 | 4586.924
11.79 | 4594.3592
11.8 | 4601.7991
11.81 | 4609.2435
11.82 | 4616.6926
11.83 | 4624.1462
11.84 | 4631.6045
11.85 | 4639.0674
11.86 | 4646.5349
11.87 | 4654.0069
11.88 | 4661.4836
11.89 | 4668.9648
11.9 | 4676.4506
11.91 | 4683.941
11.92 | 4691.436
11.93 | 4698.9355
11.94 | 4706.4396
11.95 | 4713.9483
11.96 | 4721.4615
11.97 | 4728.9793
11.98 | 4736.5016
11.99 | 4744.0284
12 | 4751.5598
12.01 | 4759.0957
12.02 | 4766.6361
12.03 | 4774.181
12.04 | 4781.7305
12.05 | 4789.2845
12.06 | 4796.843
12.07 | 4804.4059
12.08 | 4811.9734
12.09 | 4819.5454
12.1 | 4827.1219
12.11 | 4834.7028
12.12 | 4842.2882
12.13 | 4849.8781
12.14 | 4857.4725
12.15 | 4865.0713
12.16 | 4872.6746
12.17 | 4880.2824
12.18 | 4887.8946
12.19 | 4895.5112
12.2 | 4903.1323
12.21 | 4910.7579
12.22 | 4918.3878
12.23 | 4926.0222
12.24 | 4933.6611
12.25 | 4941.3043
12.26 | 4948.952
12.27 | 4956.604
12.28 | 4964.2605
12.29 | 4971.9214
12.3 | 4979.5866
12.31 | 4987.2563
12.32 | 4994.9303
12.33 | 5002.6088
12.34 | 5010.2916
12.35 | 5017.9787
12.36 | 5025.6703
12.37 | 5033.3662
12.38 | 5041.0665
12.39 | 5048.7711
12.4 | 5056.4801
12.41 | 5064.1934
12.42 | 5071.9111
12.43 | 5079.6331
12.44 | 5087.3594
12.45 | 5095.09
12.46 | 5102.825
12.47 | 5110.5643
12.48 | 5118.3079
12.49 | 5126.0558
12.5 | 5133.8081
12.51 | 5141.5646
12.52 | 5149.3254
12.53 | 5157.0905
12.54 | 5164.8599
12.55 | 5172.6335
12.56 | 5180.4115
12.57 | 5188.1937
12.58 | 5195.9802
12.59 | 5203.7709
12.6 | 5211.5659
12.61 | 5219.3651
12.62 | 5227.1686
12.63 | 5234.9763
12.64 | 5242.7883
12.65 | 5250.6045
12.66 | 5258.425
12.67 | 5266.2496
12.68 | 5274.0785
12.69 | 5281.9116
12.7 | 5289.7489
12.71 | 5297.5904
12.72 | 5305.4361
12.73 | 5313.286
12.74 | 5321.14
12.75 | 5328.9983
12.76 | 5336.8608
12.77 | 5344.7274
12.78 | 5352.5982
12.79 | 5360.4731
12.8 | 5368.3523
12.81 | 5376.2356
12.82 | 5384.123
12.83 | 5392.0146
12.84 | 5399.9103
12.85 | 5407.8102
12.86 | 5415.7142
12.87 | 5423.6223
12.88 | 5431.5345
12.89 | 5439.4509
12.9 | 5447.3714
12.91 | 5455.296
12.92 | 5463.2247
12.93 | 5471.1575
12.94 | 5479.0944
12.95 | 5487.0353
12.96 | 5494.9804
12.97 | 5502.9295
12.98 | 5510.8828
12.99 | 5518.8401
13 | 5526.8014
13.01 | 5534.7668
13.02 | 5542.7363
13.03 | 5550.7098
13.04 | 5558.6874
13.05 | 5566.669
13.06 | 5574.6547
13.07 | 5582.6444
13.08 | 5590.6381
13.09 | 5598.6358
13.1 | 5606.6376
13.11 | 5614.6434
13.12 | 5622.6531
13.13 | 5630.6669
13.14 | 5638.6847
13.15 | 5646.7065
13.16 | 5654.7322
13.17 | 5662.762
13.18 | 5670.7957
13.19 | 5678.8334
13.2 | 5686.8751
13.21 | 5694.9207
13.22 | 5702.9703
13.23 | 5711.0239
13.24 | 5719.0814
13.25 | 5727.1428
13.26 | 5735.2082
13.27 | 5743.2776
13.28 | 5751.3508
13.29 | 5759.428
13.3 | 5767.5091
13.31 | 5775.5941
13.32 | 5783.683
13.33 | 5791.7759
13.34 | 5799.8726
13.35 | 5807.9733
13.36 | 5816.0778
13.37 | 5824.1862
13.38 | 5832.2985
13.39 | 5840.4147
13.4 | 5848.5347
13.41 | 5856.6586
13.42 | 5864.7864
13.43 | 5872.9181
13.44 | 5881.0535
13.45 | 5889.1929
13.46 | 5897.3361
13.47 | 5905.4831
13.48 | 5913.6339
13.49 | 5921.7886
13.5 | 5929.9471
13.51 | 5938.1094
13.52 | 5946.2756
13.53 | 5954.4455
13.54 | 5962.6193
13.55 | 5970.7968
13.56 | 5978.9781
13.57 | 5987.1633
13.58 | 5995.3522
13.59 | 6003.5449
13.6 | 6011.7413
13.61 | 6019.9416
13.62 | 6028.1456
13.63 | 6036.3533
13.64 | 6044.5649
13.65 | 6052.7801
13.66 | 6060.9991
13.67 | 6069.2219
13.68 | 6077.4484
13.69 | 6085.6786
13.7 | 6093.9125
13.71 | 6102.1502
13.72 | 6110.3915
13.73 | 6118.6366
13.74 | 6126.8854
13.75 | 6135.1379
13.76 | 6143.3941
13.77 | 6151.6539
13.78 | 6159.9175
13.79 | 6168.1847
13.8 | 6176.4557
13.81 | 6184.7302
13.82 | 6193.0085
13.83 | 6201.2904
13.84 | 6209.576
13.85 | 6217.8652
13.86 | 6226.158
13.87 | 6234.4545
13.88 | 6242.7547
13.89 | 6251.0584
13.9 | 6259.3658
13.91 | 6267.6768
13.92 | 6275.9914
13.93 | 6284.3097
13.94 | 6292.6315
13.95 | 6300.9569
13.96 | 6309.286
13.97 | 6317.6186
13.98 | 6325.9548
13.99 | 6334.2946
14 | 6342.638
14.01 | 6350.9849
14.02 | 6359.3354
14.03 | 6367.6895
14.04 | 6376.0471
14.05 | 6384.4082
14.06 | 6392.7729
14.07 | 6401.1412
14.08 | 6409.513
14.09 | 6417.8883
14.1 | 6426.2671
14.11 | 6434.6495
14.12 | 6443.0353
14.13 | 6451.4247
14.14 | 6459.8176
14.15 | 6468.214
14.16 | 6476.6139
14.17 | 6485.0172
14.18 | 6493.4241
14.19 | 6501.8344
14.2 | 6510.2482
14.21 | 6518.6655
14.22 | 6527.0862
14.23 | 6535.5104
14.24 | 6543.9381
14.25 | 6552.3692
14.26 | 6560.8037
14.27 | 6569.2417
14.28 | 6577.6831
14.29 | 6586.128
14.3 | 6594.5762
14.31 | 6603.0279
14.32 | 6611.483
14.33 | 6619.9415
14.34 | 6628.4034
14.35 | 6636.8688
14.36 | 6645.3375
14.37 | 6653.8095
14.38 | 6662.285
14.39 | 6670.7639
14.4 | 6679.2461
14.41 | 6687.7317
14.42 | 6696.2206
14.43 | 6704.7129
14.44 | 6713.2086
14.45 | 6721.7076
14.46 | 6730.2099
14.47 | 6738.7156
14.48 | 6747.2246
14.49 | 6755.7369
14.5 | 6764.2526
14.51 | 6772.7716
14.52 | 6781.2939
14.53 | 6789.8195
14.54 | 6798.3483
14.55 | 6806.8805
14.56 | 6815.416
14.57 | 6823.9548
14.58 | 6832.4968
14.59 | 6841.0421
14.6 | 6849.5907
14.61 | 6858.1426
14.62 | 6866.6977
14.63 | 6875.256
14.64 | 6883.8176
14.65 | 6892.3825
14.66 | 6900.9506
14.67 | 6909.5219
14.68 | 6918.0965
14.69 | 6926.6743
14.7 | 6935.2553
14.71 | 6943.8395
14.72 | 6952.4269
14.73 | 6961.0175
14.74 | 6969.6113
14.75 | 6978.2083
14.76 | 6986.8085
14.77 | 6995.4119
14.78 | 7004.0184
14.79 | 7012.6282
14.8 | 7021.241
14.81 | 7029.8571
14.82 | 7038.4763
14.83 | 7047.0987
14.84 | 7055.7242
14.85 | 7064.3528
14.86 | 7072.9846
14.87 | 7081.6195
14.88 | 7090.2575
14.89 | 7098.8986
14.9 | 7107.5429
14.91 | 7116.1903
14.92 | 7124.8407
14.93 | 7133.4943
14.94 | 7142.151
14.95 | 7150.8107
14.96 | 7159.4736
14.97 | 7168.1395
14.98 | 7176.8084
14.99 | 7185.4805
15 | 7194.1556
15.01 | 7202.8338
15.02 | 7211.515
15.03 | 7220.1992
15.04 | 7228.8865
15.05 | 7237.5769
15.06 | 7246.2702
15.07 | 7254.9666
15.08 | 7263.666
15.09 | 7272.3685
15.1 | 7281.0739
15.11 | 7289.7823
15.12 | 7298.4938
15.13 | 7307.2082
15.14 | 7315.9256
15.15 | 7324.646
15.16 | 7333.3694
15.17 | 7342.0957
15.18 | 7350.825
15.19 | 7359.5573
15.2 | 7368.2925
15.21 | 7377.0307
15.22 | 7385.7718
15.23 | 7394.5159
15.24 | 7403.2629
15.25 | 7412.0128
15.26 | 7420.7657
15.27 | 7429.5214
15.28 | 7438.2801
15.29 | 7447.0417
15.3 | 7455.8062
15.31 | 7464.5736
15.32 | 7473.3439
15.33 | 7482.1171
15.34 | 7490.8931
15.35 | 7499.672
15.36 | 7508.4538
15.37 | 7517.2385
15.38 | 7526.026
15.39 | 7534.8164
15.4 | 7543.6096
15.41 | 7552.4057
15.42 | 7561.2046
15.43 | 7570.0064
15.44 | 7578.8109
15.45 | 7587.6183
15.46 | 7596.4286
15.47 | 7605.2416
15.48 | 7614.0574
15.49 | 7622.876
15.5 | 7631.6975
15.51 | 7640.5217
15.52 | 7649.3487
15.53 | 7658.1785
15.54 | 7667.0111
15.55 | 7675.8464
15.56 | 7684.6845
15.57 | 7693.5253
15.58 | 7702.3689
15.59 | 7711.2153
15.6 | 7720.0644
15.61 | 7728.9162
15.62 | 7737.7708
15.63 | 7746.6281
15.64 | 7755.4881
15.65 | 7764.3508
15.66 | 7773.2162
15.67 | 7782.0844
15.68 | 7790.9552
15.69 | 7799.8287
15.7 | 7808.705
15.71 | 7817.5839
15.72 | 7826.4655
15.73 | 7835.3497
15.74 | 7844.2366
15.75 | 7853.1262
15.76 | 7862.0185
15.77 | 7870.9133
15.78 | 7879.8109
15.79 | 7888.711
15.8 | 7897.6139
15.81 | 7906.5193
15.82 | 7915.4273
15.83 | 7924.338
15.84 | 7933.2513
15.85 | 7942.1672
15.86 | 7951.0857
15.87 | 7960.0068
15.88 | 7968.9305
15.89 | 7977.8567
15.9 | 7986.7856
15.91 | 7995.717
15.92 | 8004.651
15.93 | 8013.5876
15.94 | 8022.5267
15.95 | 8031.4683
15.96 | 8040.4126
15.97 | 8049.3593
15.98 | 8058.3086
15.99 | 8067.2604
16 | 8076.2148
16.01 | 8085.1716
16.02 | 8094.131
16.03 | 8103.0929
16.04 | 8112.0573
16.05 | 8121.0242
16.06 | 8129.9936
16.07 | 8138.9654
16.08 | 8147.9398
16.09 | 8156.9166
16.1 | 8165.8959
16.11 | 8174.8777
16.12 | 8183.8619
16.13 | 8192.8486
16.14 | 8201.8377
16.15 | 8210.8292
16.16 | 8219.8232
16.17 | 8228.8197
16.18 | 8237.8185
16.19 | 8246.8198
16.2 | 8255.8235
16.21 | 8264.8296
16.22 | 8273.8381
16.23 | 8282.849
16.24 | 8291.8623
16.25 | 8300.878
16.26 | 8309.8961
16.27 | 8318.9165
16.28 | 8327.9393
16.29 | 8336.9645
16.3 | 8345.9921
16.31 | 8355.022
16.32 | 8364.0542
16.33 | 8373.0888
16.34 | 8382.1257
16.35 | 8391.165
16.36 | 8400.2066
16.37 | 8409.2505
16.38 | 8418.2967
16.39 | 8427.3452
16.4 | 8436.396
16.41 | 8445.4492
16.42 | 8454.5046
16.43 | 8463.5623
16.44 | 8472.6223
16.45 | 8481.6846
16.46 | 8490.7491
16.47 | 8499.8159
16.48 | 8508.885
16.49 | 8517.9563
16.5 | 8527.0299
16.51 | 8536.1057
16.52 | 8545.1838
16.53 | 8554.264
16.54 | 8563.3466
16.55 | 8572.4313
16.56 | 8581.5182
16.57 | 8590.6074
16.58 | 8599.6987
16.59 | 8608.7923
16.6 | 8617.888
16.61 | 8626.986
16.62 | 8636.0861
16.63 | 8645.1884
16.64 | 8654.2928
16.65 | 8663.3995
16.66 | 8672.5083
16.67 | 8681.6192
16.68 | 8690.7323
16.69 | 8699.8475
16.7 | 8708.9649
16.71 | 8718.0844
16.72 | 8727.206
16.73 | 8736.3297
16.74 | 8745.4556
16.75 | 8754.5835
16.76 | 8763.7136
16.77 | 8772.8457
16.78 | 8781.98
16.79 | 8791.1163
16.8 | 8800.2547
16.81 | 8809.3952
16.82 | 8818.5378
16.83 | 8827.6824
16.84 | 8836.8291
16.85 | 8845.9778
16.86 | 8855.1286
16.87 | 8864.2814
16.88 | 8873.4363
16.89 | 8882.5931
16.9 | 8891.752
16.91 | 8900.9129
16.92 | 8910.0759
16.93 | 8919.2408
16.94 | 8928.4077
16.95 | 8937.5767
16.96 | 8946.7476
16.97 | 8955.9205
16.98 | 8965.0954
16.99 | 8974.2722
17 | 8983.451
17.01 | 8992.6318
17.02 | 9001.8146
17.03 | 9010.9992
17.04 | 9020.1859
17.05 | 9029.3744
17.06 | 9038.5649
17.07 | 9047.7573
17.08 | 9056.9517
17.09 | 9066.1479
17.1 | 9075.3461
17.11 | 9084.5462
17.12 | 9093.7481
17.13 | 9102.952
17.14 | 9112.1577
17.15 | 9121.3654
17.16 | 9130.5749
17.17 | 9139.7862
17.18 | 9148.9994
17.19 | 9158.2145
17.2 | 9167.4315
17.21 | 9176.6503
17.22 | 9185.8709
17.23 | 9195.0933
17.24 | 9204.3176
17.25 | 9213.5437
17.26 | 9222.7717
17.27 | 9232.0014
17.28 | 9241.2329
17.29 | 9250.4663
17.3 | 9259.7014
17.31 | 9268.9383
17.32 | 9278.177
17.33 | 9287.4175
17.34 | 9296.6598
17.35 | 9305.9038
17.36 | 9315.1496
17.37 | 9324.3971
17.38 | 9333.6464
17.39 | 9342.8974
17.4 | 9352.1502
17.41 | 9361.4046
17.42 | 9370.6608
17.43 | 9379.9188
17.44 | 9389.1784
17.45 | 9398.4398
17.46 | 9407.7028
17.47 | 9416.9676
17.48 | 9426.234
17.49 | 9435.5021
17.5 | 9444.7719
17.51 | 9454.0434
17.52 | 9463.3165
17.53 | 9472.5913
17.54 | 9481.8677
17.55 | 9491.1458
17.56 | 9500.4256
17.57 | 9509.707
17.58 | 9518.99
17.59 | 9528.2746
17.6 | 9537.5609
17.61 | 9546.8487
17.62 | 9556.1382
17.63 | 9565.4293
17.64 | 9574.7219
17.65 | 9584.0162
17.66 | 9593.312
17.67 | 9602.6095
17.68 | 9611.9085
17.69 | 9621.209
17.7 | 9630.5112
17.71 | 9639.8148
17.72 | 9649.1201
17.73 | 9658.4268
17.74 | 9667.7351
17.75 | 9677.045
17.76 | 9686.3563
17.77 | 9695.6692
17.78 | 9704.9836
17.79 | 9714.2995
17.8 | 9723.6169
17.81 | 9732.9359
17.82 | 9742.2562
17.83 | 9751.5781
17.84 | 9760.9015
17.85 | 9770.2263
17.86 | 9779.5526
17.87 | 9788.8804
17.88 | 9798.2096
17.89 | 9807.5402
17.9 | 9816.8723
17.91 | 9826.2059
17.92 | 9835.5408
17.93 | 9844.8772
17.94 | 9854.2151
17.95 | 9863.5543
17.96 | 9872.8949
17.97 | 9882.237
17.98 | 9891.5804
17.99 | 9900.9252
18 | 9910.2714
18.01 | 9919.619
18.02 | 9928.968
18.03 | 9938.3183
18.04 | 9947.6699
18.05 | 9957.023
18.06 | 9966.3774
18.07 | 9975.7331
18.08 | 9985.0901
18.09 | 9994.4485
18.1 | 10003.8082
18.11 | 10013.1693
18.12 | 10022.5316
18.13 | 10031.8953
18.14 | 10041.2602
18.15 | 10050.6264
18.16 | 10059.994
18.17 | 10069.3628
18.18 | 10078.7329
18.19 | 10088.1042
18.2 | 10097.4768
18.21 | 10106.8507
18.22 | 10116.2259
18.23 | 10125.6022
18.24 | 10134.9798
18.25 | 10144.3587
18.26 | 10153.7388
18.27 | 10163.1201
18.28 | 10172.5026
18.29 | 10181.8863
18.3 | 10191.2712
18.31 | 10200.6574
18.32 | 10210.0447
18.33 | 10219.4332
18.34 | 10228.8229
18.35 | 10238.2137
18.36 | 10247.6058
18.37 | 10256.999
18.38 | 10266.3933
18.39 | 10275.7888
18.4 | 10285.1854
18.41 | 10294.5832
18.42 | 10303.9821
18.43 | 10313.3821
18.44 | 10322.7833
18.45 | 10332.1856
18.46 | 10341.5889
18.47 | 10350.9934
18.48 | 10360.399
18.49 | 10369.8056
18.5 | 10379.2134
18.51 | 10388.6222
18.52 | 10398.032
18.53 | 10407.443
18.54 | 10416.855
18.55 | 10426.2681
18.56 | 10435.6822
18.57 | 10445.0973
18.58 | 10454.5135
18.59 | 10463.9307
18.6 | 10473.3489
18.61 | 10482.7682
18.62 | 10492.1885
18.63 | 10501.6097
18.64 | 10511.032
18.65 | 10520.4552
18.66 | 10529.8795
18.67 | 10539.3047
18.68 | 10548.7309
18.69 | 10558.158
18.7 | 10567.5861
18.71 | 10577.0152
18.72 | 10586.4452
18.73 | 10595.8762
18.74 | 10605.3081
18.75 | 10614.7409
18.76 | 10624.1746
18.77 | 10633.6093
18.78 | 10643.0449
18.79 | 10652.4814
18.8 | 10661.9188
18.81 | 10671.357
18.82 | 10680.7962
18.83 | 10690.2363
18.84 | 10699.6772
18.85 | 10709.119
18.86 | 10718.5616
18.87 | 10728.0051
18.88 | 10737.4495
18.89 | 10746.8947
18.9 | 10756.3407
18.91 | 10765.7876
18.92 | 10775.2353
18.93 | 10784.6838
18.94 | 10794.1332
18.95 | 10803.5833
18.96 | 10813.0342
18.97 | 10822.486
18.98 | 10831.9385
18.99 | 10841.3918
19 | 10850.8459
19.01 | 10860.3007
19.02 | 10869.7563
19.03 | 10879.2127
19.04 | 10888.6698
19.05 | 10898.1277
19.06 | 10907.5863
19.07 | 10917.0456
19.08 | 10926.5057
19.09 | 10935.9664
19.1 | 10945.4279
19.11 | 10954.8901
19.12 | 10964.353
19.13 | 10973.8166
19.14 | 10983.2809
19.15 | 10992.7459
19.16 | 11002.2115
19.17 | 11011.6778
19.18 | 11021.1448
19.19 | 11030.6124
19.2 | 11040.0807
19.21 | 11049.5497
19.22 | 11059.0192
19.23 | 11068.4894
19.24 | 11077.9603
19.25 | 11087.4317
19.26 | 11096.9038
19.27 | 11106.3764
19.28 | 11115.8497
19.29 | 11125.3236
19.3 | 11134.798
19.31 | 11144.2731
19.32 | 11153.7487
19.33 | 11163.2248
19.34 | 11172.7016
19.35 | 11182.1789
19.36 | 11191.6567
19.37 | 11201.1351
19.38 | 11210.6141
19.39 | 11220.0935
19.4 | 11229.5735
19.41 | 11239.054
19.42 | 11248.535
19.43 | 11258.0166
19.44 | 11267.4986
19.45 | 11276.9811
19.46 | 11286.4641
19.47 | 11295.9476
19.48 | 11305.4316
19.49 | 11314.916
19.5 | 11324.4009
19.51 | 11333.8862
19.52 | 11343.372
19.53 | 11352.8583
19.54 | 11362.3449
19.55 | 11371.8321
19.56 | 11381.3196
19.57 | 11390.8075
19.58 | 11400.2959
19.59 | 11409.7847
19.6 | 11419.2738
19.61 | 11428.7634
19.62 | 11438.2533
19.63 | 11447.7436
19.64 | 11457.2343
19.65 | 11466.7254
19.66 | 11476.2168
19.67 | 11485.7086
19.68 | 11495.2007
19.69 | 11504.6932
19.7 | 11514.186
19.71 | 11523.6791
19.72 | 11533.1725
19.73 | 11542.6663
19.74 | 11552.1604
19.75 | 11561.6547
19.76 | 11571.1494
19.77 | 11580.6443
19.78 | 11590.1396
19.79 | 11599.6351
19.8 | 11609.1309
19.81 | 11618.6269
19.82 | 11628.1233
19.83 | 11637.6198
19.84 | 11647.1166
19.85 | 11656.6137
19.86 | 11666.1109
19.87 | 11675.6084
19.88 | 11685.1062
19.89 | 11694.6041
19.9 | 11704.1022
19.91 | 11713.6006
19.92 | 11723.0991
19.93 | 11732.5978
19.94 | 11742.0967
19.95 | 11751.5958
19.96 | 11761.095
19.97 | 11770.5944
19.98 | 11780.0939
19.99 | 11789.5936
20 | 11799.0935
20.01 | 11808.5935
20.02 | 11818.0936
20.03 | 11827.5938
20.04 | 11837.0941
20.05 | 11846.5946
20.06 | 11856.0951
20.07 | 11865.5958
20.08 | 11875.0965
20.09 | 11884.5973
20.1 | 11894.0982
20.11 | 11903.5992
20.12 | 11913.1002
20.13 | 11922.6013
20.14 | 11932.1024
20.15 | 11941.6036
20.16 | 11951.1048
20.17 | 11960.606
20.18 | 11970.1073
20.19 | 11979.6086
20.2 | 11989.1099
20.21 | 11998.6112
20.22 | 12008.1125
20.23 | 12017.6137
20.24 | 12027.115
20.25 | 12036.6163
20.26 | 12046.1175
20.27 | 12055.6187
20.28 | 12065.1198
20.29 | 12074.6209
20.3 | 12084.1219
20.31 | 12093.6229
20.32 | 12103.1238
20.33 | 12112.6247
20.34 | 12122.1254
20.35 | 12131.6261
20.36 | 12141.1266
20.37 | 12150.6271
20.38 | 12160.1275
20.39 | 12169.6277
20.4 | 12179.1279
20.41 | 12188.6279
20.42 | 12198.1277
20.43 | 12207.6274
20.44 | 12217.127
20.45 | 12226.6264
20.46 | 12236.1257
20.47 | 12245.6248
20.48 | 12255.1237
20.49 | 12264.6225
20.5 | 12274.121
20.51 | 12283.6194
20.52 | 12293.1175
20.53 | 12302.6155
20.54 | 12312.1132
20.55 | 12321.6107
20.56 | 12331.108
20.57 | 12340.6051
20.58 | 12350.1019
20.59 | 12359.5985
20.6 | 12369.0948
20.61 | 12378.5908
20.62 | 12388.0866
20.63 | 12397.5821
20.64 | 12407.0774
20.65 | 12416.5723
20.66 | 12426.067
20.67 | 12435.5613
20.68 | 12445.0554
20.69 | 12454.5491
20.7 | 12464.0425
20.71 | 12473.5356
20.72 | 12483.0283
20.73 | 12492.5207
20.74 | 12502.0128
20.75 | 12511.5045
20.76 | 12520.9958
20.77 | 12530.4868
20.78 | 12539.9774
20.79 | 12549.4676
20.8 | 12558.9575
20.81 | 12568.4469
20.82 | 12577.9359
20.83 | 12587.4246
20.84 | 12596.9128
20.85 | 12606.4006
20.86 | 12615.8879
20.87 | 12625.3749
20.88 | 12634.8613
20.89 | 12644.3474
20.9 | 12653.833
20.91 | 12663.3181
20.92 | 12672.8027
20.93 | 12682.2869
20.94 | 12691.7706
20.95 | 12701.2538
20.96 | 12710.7365
20.97 | 12720.2187
20.98 | 12729.7004
20.99 | 12739.1816
21 | 12748.6622
21.01 | 12758.1423
21.02 | 12767.6219
21.03 | 12777.101
21.04 | 12786.5794
21.05 | 12796.0574
21.06 | 12805.5347
21.07 | 12815.0115
21.08 | 12824.4878
21.09 | 12833.9634
21.1 | 12843.4384
21.11 | 12852.9129
21.12 | 12862.3867
21.13 | 12871.8599
21.14 | 12881.3326
21.15 | 12890.8045
21.16 | 12900.2759
21.17 | 12909.7466
21.18 | 12919.2167
21.19 | 12928.6861
21.2 | 12938.1548
21.21 | 12947.6229
21.22 | 12957.0903
21.23 | 12966.557
21.24 | 12976.0231
21.25 | 12985.4884
21.26 | 12994.9531
21.27 | 13004.417
21.28 | 13013.8802
21.29 | 13023.3427
21.3 | 13032.8045
21.31 | 13042.2655
21.32 | 13051.7258
21.33 | 13061.1853
21.34 | 13070.6441
21.35 | 13080.1021
21.36 | 13089.5594
21.37 | 13099.0159
21.38 | 13108.4715
21.39 | 13117.9264
21.4 | 13127.3805
21.41 | 13136.8338
21.42 | 13146.2863
21.43 | 13155.738
21.44 | 13165.1888
21.45 | 13174.6388
21.46 | 13184.0879
21.47 | 13193.5363
21.48 | 13202.9837
21.49 | 13212.4303
21.5 | 13221.876
21.51 | 13231.3209
21.52 | 13240.7649
21.53 | 13250.2079
21.54 | 13259.6501
21.55 | 13269.0914
21.56 | 13278.5318
21.57 | 13287.9712
21.58 | 13297.4098
21.59 | 13306.8474
21.6 | 13316.284
21.61 | 13325.7198
21.62 | 13335.1545
21.63 | 13344.5883
21.64 | 13354.0212
21.65 | 13363.453
21.66 | 13372.8839
21.67 | 13382.3138
21.68 | 13391.7427
21.69 | 13401.1706
21.7 | 13410.5975
21.71 | 13420.0234
21.72 | 13429.4483
21.73 | 13438.8721
21.74 | 13448.2949
21.75 | 13457.7167
21.76 | 13467.1374
21.77 | 13476.557
21.78 | 13485.9756
21.79 | 13495.3931
21.8 | 13504.8095
21.81 | 13514.2248
21.82 | 13523.6391
21.83 | 13533.0522
21.84 | 13542.4643
21.85 | 13551.8752
21.86 | 13561.285
21.87 | 13570.6937
21.88 | 13580.1012
21.89 | 13589.5076
21.9 | 13598.9128
21.91 | 13608.3169
21.92 | 13617.7198
21.93 | 13627.1216
21.94 | 13636.5222
21.95 | 13645.9215
21.96 | 13655.3197
21.97 | 13664.7167
21.98 | 13674.1125
21.99 | 13683.5071
22 | 13692.9004
22.01 | 13702.2926
22.02 | 13711.6834
22.03 | 13721.0731
22.04 | 13730.4615
22.05 | 13739.8486
22.06 | 13749.2345
22.07 | 13758.6191
22.08 | 13768.0024
22.09 | 13777.3844
22.1 | 13786.7651
22.11 | 13796.1446
22.12 | 13805.5227
22.13 | 13814.8995
22.14 | 13824.275
22.15 | 13833.6492
22.16 | 13843.022
22.17 | 13852.3935
22.18 | 13861.7636
22.19 | 13871.1324
22.2 | 13880.4998
22.21 | 13889.8658
22.22 | 13899.2305
22.23 | 13908.5937
22.24 | 13917.9556
22.25 | 13927.3161
22.26 | 13936.6751
22.27 | 13946.0328
22.28 | 13955.389
22.29 | 13964.7438
22.3 | 13974.0971
22.31 | 13983.449
22.32 | 13992.7995
22.33 | 14002.1485
22.34 | 14011.496
22.35 | 14020.842
22.36 | 14030.1866
22.37 | 14039.5297
22.38 | 14048.8712
22.39 | 14058.2113
22.4 | 14067.5499
22.41 | 14076.8869
22.42 | 14086.2224
22.43 | 14095.5564
22.44 | 14104.8889
22.45 | 14114.2198
22.46 | 14123.5491
22.47 | 14132.8769
22.48 | 14142.2031
22.49 | 14151.5277
22.5 | 14160.8508
22.51 | 14170.1722
22.52 | 14179.4921
22.53 | 14188.8103
22.54 | 14198.1269
22.55 | 14207.4419
22.56 | 14216.7553
22.57 | 14226.0671
22.58 | 14235.3772
22.59 | 14244.6856
22.6 | 14253.9924
22.61 | 14263.2975
22.62 | 14272.601
22.63 | 14281.9027
22.64 | 14291.2028
22.65 | 14300.5012
22.66 | 14309.7979
22.67 | 14319.0928
22.68 | 14328.3861
22.69 | 14337.6776
22.7 | 14346.9674
22.71 | 14356.2555
22.72 | 14365.5418
22.73 | 14374.8263
22.74 | 14384.1091
22.75 | 14393.3901
22.76 | 14402.6693
22.77 | 14411.9468
22.78 | 14421.2224
22.79 | 14430.4963
22.8 | 14439.7683
22.81 | 14449.0386
22.82 | 14458.307
22.83 | 14467.5736
22.84 | 14476.8383
22.85 | 14486.1012
22.86 | 14495.3622
22.87 | 14504.6214
22.88 | 14513.8787
22.89 | 14523.1342
22.9 | 14532.3877
22.91 | 14541.6394
22.92 | 14550.8892
22.93 | 14560.137
22.94 | 14569.383
22.95 | 14578.627
22.96 | 14587.8691
22.97 | 14597.1093
22.98 | 14606.3475
22.99 | 14615.5838
23 | 14624.8181
23.01 | 14634.0504
23.02 | 14643.2808
23.03 | 14652.5092
23.04 | 14661.7356
23.05 | 14670.96
23.06 | 14680.1824
23.07 | 14689.4027
23.08 | 14698.6211
23.09 | 14707.8374
23.1 | 14717.0517
23.11 | 14726.264
23.12 | 14735.4742
23.13 | 14744.6824
23.14 | 14753.8884
23.15 | 14763.0925
23.16 | 14772.2944
23.17 | 14781.4942
23.18 | 14790.692
23.19 | 14799.8876
23.2 | 14809.0812
23.21 | 14818.2726
23.22 | 14827.4619
23.23 | 14836.649
23.24 | 14845.834
23.25 | 14855.0169
23.26 | 14864.1976
23.27 | 14873.3761
23.28 | 14882.5525
23.29 | 14891.7267
23.3 | 14900.8987
23.31 | 14910.0685
23.32 | 14919.2361
23.33 | 14928.4014
23.34 | 14937.5646
23.35 | 14946.7255
23.36 | 14955.8842
23.37 | 14965.0407
23.38 | 14974.1949
23.39 | 14983.3468
23.4 | 14992.4965
23.41 | 15001.6439
23.42 | 15010.7891
23.43 | 15019.9319
23.44 | 15029.0724
23.45 | 15038.2107
23.46 | 15047.3466
23.47 | 15056.4802
23.48 | 15065.6115
23.49 | 15074.7404
23.5 | 15083.867
23.51 | 15092.9912
23.52 | 15102.1131
23.53 | 15111.2326
23.54 | 15120.3498
23.55 | 15129.4645
23.56 | 15138.5769
23.57 | 15147.6869
23.58 | 15156.7944
23.59 | 15165.8996
23.6 | 15175.0023
23.61 | 15184.1026
23.62 | 15193.2004
23.63 | 15202.2958
23.64 | 15211.3888
23.65 | 15220.4793
23.66 | 15229.5673
23.67 | 15238.6528
23.68 | 15247.7359
23.69 | 15256.8164
23.7 | 15265.8945
23.71 | 15274.97
23.72 | 15284.0431
23.73 | 15293.1136
23.74 | 15302.1816
23.75 | 15311.247
23.76 | 15320.3099
23.77 | 15329.3702
23.78 | 15338.428
23.79 | 15347.4831
23.8 | 15356.5357
23.81 | 15365.5858
23.82 | 15374.6332
23.83 | 15383.678
23.84 | 15392.7202
23.85 | 15401.7598
23.86 | 15410.7967
23.87 | 15419.831
23.88 | 15428.8627
23.89 | 15437.8917
23.9 | 15446.9181
23.91 | 15455.9417
23.92 | 15464.9627
23.93 | 15473.9811
23.94 | 15482.9967
23.95 | 15492.0096
23.96 | 15501.0198
23.97 | 15510.0273
23.98 | 15519.0321
23.99 | 15528.0341
24 | 15537.0334
24.01 | 15546.03
24.02 | 15555.0237
24.03 | 15564.0148
24.04 | 15573.003
24.05 | 15581.9885
24.06 | 15590.9711
24.07 | 15599.951
24.08 | 15608.9281
24.09 | 15617.9023
24.1 | 15626.8738
24.11 | 15635.8423
24.12 | 15644.8081
24.13 | 15653.771
24.14 | 15662.7311
24.15 | 15671.6882
24.16 | 15680.6426
24.17 | 15689.594
24.18 | 15698.5425
24.19 | 15707.4882
24.2 | 15716.4309
24.21 | 15725.3708
24.22 | 15734.3077
24.23 | 15743.2417
24.24 | 15752.1727
24.25 | 15761.1008
24.26 | 15770.0259
24.27 | 15778.9481
24.28 | 15787.8673
24.29 | 15796.7835
24.3 | 15805.6968
24.31 | 15814.607
24.32 | 15823.5143
24.33 | 15832.4185
24.34 | 15841.3197
24.35 | 15850.2179
24.36 | 15859.113
24.37 | 15868.0051
24.38 | 15876.8942
24.39 | 15885.7801
24.4 | 15894.6631
24.41 | 15903.5429
24.42 | 15912.4196
24.43 | 15921.2933
24.44 | 15930.1638
24.45 | 15939.0313
24.46 | 15947.8956
24.47 | 15956.7567
24.48 | 15965.6148
24.49 | 15974.4697
24.5 | 15983.3214
24.51 | 15992.17
24.52 | 16001.0154
24.53 | 16009.8577
24.54 | 16018.6967
24.55 | 16027.5326
24.56 | 16036.3652
24.57 | 16045.1946
24.58 | 16054.0209
24.59 | 16062.8438
24.6 | 16071.6636
24.61 | 16080.4801
24.62 | 16089.2933
24.63 | 16098.1033
24.64 | 16106.91
24.65 | 16115.7134
24.66 | 16124.5136
24.67 | 16133.3104
24.68 | 16142.1039
24.69 | 16150.8941
24.7 | 16159.681
24.71 | 16168.4646
24.72 | 16177.2448
24.73 | 16186.0217
24.74 | 16194.7952
24.75 | 16203.5654
24.76 | 16212.3321
24.77 | 16221.0955
24.78 | 16229.8555
24.79 | 16238.6121
24.8 | 16247.3653
24.81 | 16256.1151
24.82 | 16264.8615
24.83 | 16273.6044
24.84 | 16282.3439
24.85 | 16291.0799
24.86 | 16299.8124
24.87 | 16308.5415
24.88 | 16317.2671
24.89 | 16325.9893
24.9 | 16334.7079
24.91 | 16343.423
24.92 | 16352.1347
24.93 | 16360.8428
24.94 | 16369.5473
24.95 | 16378.2484
24.96 | 16386.9458
24.97 | 16395.6398
24.98 | 16404.3301
24.99 | 16413.0169
25 | 16421.7001
25.01 | 16430.3798
25.02 | 16439.0558
25.03 | 16447.7282
25.04 | 16456.397
25.05 | 16465.0622
25.06 | 16473.7237
25.07 | 16482.3816
25.08 | 16491.0358
25.09 | 16499.6864
25.1 | 16508.3333
25.11 | 16516.9766
25.12 | 16525.6161
25.13 | 16534.252
25.14 | 16542.8841
25.15 | 16551.5126
25.16 | 16560.1373
25.17 | 16568.7583
25.18 | 16577.3755
25.19 | 16585.989
25.2 | 16594.5987
25.21 | 16603.2047
25.22 | 16611.8069
25.23 | 16620.4053
25.24 | 16628.9999
25.25 | 16637.5908
25.26 | 16646.1778
25.27 | 16654.7609
25.28 | 16663.3403
25.29 | 16671.9158
25.3 | 16680.4875
25.31 | 16689.0553
25.32 | 16697.6193
25.33 | 16706.1794
25.34 | 16714.7356
25.35 | 16723.2879
25.36 | 16731.8363
25.37 | 16740.3808
25.38 | 16748.9214
25.39 | 16757.458
25.4 | 16765.9907
25.41 | 16774.5195
25.42 | 16783.0443
25.43 | 16791.5652
25.44 | 16800.0821
25.45 | 16808.595
25.46 | 16817.1039
25.47 | 16825.6088
25.48 | 16834.1097
25.49 | 16842.6066
25.5 | 16851.0994
25.51 | 16859.5883
25.52 | 16868.0731
25.53 | 16876.5538
25.54 | 16885.0304
25.55 | 16893.503
25.56 | 16901.9715
25.57 | 16910.436
25.58 | 16918.8963
25.59 | 16927.3525
25.6 | 16935.8046
25.61 | 16944.2525
25.62 | 16952.6964
25.63 | 16961.1361
25.64 | 16969.5716
25.65 | 16978.003
25.66 | 16986.4301
25.67 | 16994.8532
25.68 | 17003.272
25.69 | 17011.6866
25.7 | 17020.097
25.71 | 17028.5032
25.72 | 17036.9051
25.73 | 17045.3029
25.74 | 17053.6963
25.75 | 17062.0856
25.76 | 17070.4705
25.77 | 17078.8512
25.78 | 17087.2276
25.79 | 17095.5997
25.8 | 17103.9675
25.81 | 17112.331
25.82 | 17120.6901
25.83 | 17129.0449
25.84 | 17137.3954
25.85 | 17145.7416
25.86 | 17154.0834
25.87 | 17162.4208
25.88 | 17170.7538
25.89 | 17179.0825
25.9 | 17187.4067
25.91 | 17195.7265
25.92 | 17204.042
25.93 | 17212.353
25.94 | 17220.6595
25.95 | 17228.9617
25.96 | 17237.2593
25.97 | 17245.5526
25.98 | 17253.8413
25.99 | 17262.1255
26 | 17270.4053
26.01 | 17278.6806
26.02 | 17286.9513
26.03 | 17295.2175
26.04 | 17303.4792
26.05 | 17311.7364
26.06 | 17319.989
26.07 | 17328.2371
26.08 | 17336.4806
26.09 | 17344.7195
26.1 | 17352.9538
26.11 | 17361.1835
26.12 | 17369.4086
26.13 | 17377.6291
26.14 | 17385.845
26.15 | 17394.0562
26.16 | 17402.2628
26.17 | 17410.4648
26.18 | 17418.6621
26.19 | 17426.8547
26.2 | 17435.0426
26.21 | 17443.2258
26.22 | 17451.4043
26.23 | 17459.5781
26.24 | 17467.7472
26.25 | 17475.9116
26.26 | 17484.0712
26.27 | 17492.2261
26.28 | 17500.3762
26.29 | 17508.5215
26.3 | 17516.662
26.31 | 17524.7978
26.32 | 17532.9288
26.33 | 17541.0549
26.34 | 17549.1762
26.35 | 17557.2927
26.36 | 17565.4044
26.37 | 17573.5112
26.38 | 17581.6131
26.39 | 17589.7102
26.4 | 17597.8024
26.41 | 17605.8897
26.42 | 17613.9721
26.43 | 17622.0496
26.44 | 17630.1222
26.45 | 17638.1898
26.46 | 17646.2525
26.47 | 17654.3103
26.48 | 17662.3631
26.49 | 17670.4109
26.5 | 17678.4538
26.51 | 17686.4916
26.52 | 17694.5245
26.53 | 17702.5524
26.54 | 17710.5752
26.55 | 17718.593
26.56 | 17726.6058
26.57 | 17734.6135
26.58 | 17742.6161
26.59 | 17750.6137
26.6 | 17758.6062
26.61 | 17766.5937
26.62 | 17774.576
26.63 | 17782.5532
26.64 | 17790.5253
26.65 | 17798.4922
26.66 | 17806.4541
26.67 | 17814.4107
26.68 | 17822.3622
26.69 | 17830.3086
26.7 | 17838.2497
26.71 | 17846.1857
26.72 | 17854.1164
26.73 | 17862.042
26.74 | 17869.9623
26.75 | 17877.8774
26.76 | 17885.7873
26.77 | 17893.6919
26.78 | 17901.5912
26.79 | 17909.4853
26.8 | 17917.374
26.81 | 17925.2575
26.82 | 17933.1357
26.83 | 17941.0086
26.84 | 17948.8761
26.85 | 17956.7383
26.86 | 17964.5952
26.87 | 17972.4467
26.88 | 17980.2928
26.89 | 17988.1336
26.9 | 17995.9689
26.91 | 18003.7989
26.92 | 18011.6234
26.93 | 18019.4426
26.94 | 18027.2563
26.95 | 18035.0646
26.96 | 18042.8674
26.97 | 18050.6648
26.98 | 18058.4566
26.99 | 18066.243
27 | 18074.024
27.01 | 18081.7994
27.02 | 18089.5693
27.03 | 18097.3336
27.04 | 18105.0925
27.05 | 18112.8458
27.06 | 18120.5935
27.07 | 18128.3356
27.08 | 18136.0722
27.09 | 18143.8032
27.1 | 18151.5286
27.11 | 18159.2484
27.12 | 18166.9626
27.13 | 18174.6711
27.14 | 18182.374
27.15 | 18190.0713
27.16 | 18197.7628
27.17 | 18205.4488
27.18 | 18213.129
27.19 | 18220.8035
27.2 | 18228.4723
27.21 | 18236.1354
27.22 | 18243.7928
27.23 | 18251.4444
27.24 | 18259.0903
27.25 | 18266.7304
27.26 | 18274.3648
27.27 | 18281.9933
27.28 | 18289.6161
27.29 | 18297.2331
27.3 | 18304.8442
27.31 | 18312.4496
27.32 | 18320.049
27.33 | 18327.6427
27.34 | 18335.2305
27.35 | 18342.8124
27.36 | 18350.3884
27.37 | 18357.9585
27.38 | 18365.5228
27.39 | 18373.0811
27.4 | 18380.6335
27.41 | 18388.1799
27.42 | 18395.7205
27.43 | 18403.255
27.44 | 18410.7836
27.45 | 18418.3062
27.46 | 18425.8228
27.47 | 18433.3334
27.48 | 18440.838
27.49 | 18448.3365
27.5 | 18455.8291
27.51 | 18463.3155
27.52 | 18470.796
27.53 | 18478.2703
27.54 | 18485.7386
27.55 | 18493.2007
27.56 | 18500.6568
27.57 | 18508.1067
27.58 | 18515.5506
27.59 | 18522.9882
27.6 | 18530.4198
27.61 | 18537.8452
27.62 | 18545.2643
27.63 | 18552.6774
27.64 | 18560.0842
27.65 | 18567.4848
27.66 | 18574.8792
27.67 | 18582.2673
27.68 | 18589.6493
27.69 | 18597.0249
27.7 | 18604.3943
27.71 | 18611.7575
27.72 | 18619.1143
27.73 | 18626.4648
27.74 | 18633.8091
27.75 | 18641.147
27.76 | 18648.4785
27.77 | 18655.8038
27.78 | 18663.1226
27.79 | 18670.4351
27.8 | 18677.7412
27.81 | 18685.041
27.82 | 18692.3343
27.83 | 18699.6212
27.84 | 18706.9017
27.85 | 18714.1757
27.86 | 18721.4433
27.87 | 18728.7044
27.88 | 18735.9591
27.89 | 18743.2072
27.9 | 18750.4489
27.91 | 18757.6841
27.92 | 18764.9127
27.93 | 18772.1348
27.94 | 18779.3504
27.95 | 18786.5594
27.96 | 18793.7618
27.97 | 18800.9576
27.98 | 18808.1469
27.99 | 18815.3295
28 | 18822.5056
28.01 | 18829.675
28.02 | 18836.8377
28.03 | 18843.9938
28.04 | 18851.1433
28.05 | 18858.286
28.06 | 18865.4221
28.07 | 18872.5515
28.08 | 18879.6741
28.09 | 18886.79
28.1 | 18893.8992
28.11 | 18901.0017
28.12 | 18908.0973
28.13 | 18915.1863
28.14 | 18922.2684
28.15 | 18929.3437
28.16 | 18936.4122
28.17 | 18943.4739
28.18 | 18950.5287
28.19 | 18957.5767
28.2 | 18964.6178
28.21 | 18971.6521
28.22 | 18978.6795
28.23 | 18985.6999
28.24 | 18992.7135
28.25 | 18999.7201
28.26 | 19006.7198
28.27 | 19013.7126
28.28 | 19020.6984
28.29 | 19027.6772
28.3 | 19034.649
28.31 | 19041.6139
28.32 | 19048.5717
28.33 | 19055.5225
28.34 | 19062.4663
28.35 | 19069.403
28.36 | 19076.3327
28.37 | 19083.2552
28.38 | 19090.1707
28.39 | 19097.0791
28.4 | 19103.9804
28.41 | 19110.8746
28.42 | 19117.7616
28.43 | 19124.6415
28.44 | 19131.5142
28.45 | 19138.3797
28.46 | 19145.238
28.47 | 19152.0892
28.48 | 19158.9331
28.49 | 19165.7698
28.5 | 19172.5993
28.51 | 19179.4215
28.52 | 19186.2364
28.53 | 19193.0441
28.54 | 19199.8444
28.55 | 19206.6375
28.56 | 19213.4232
28.57 | 19220.2016
28.58 | 19226.9727
28.59 | 19233.7364
28.6 | 19240.4927
28.61 | 19247.2417
28.62 | 19253.9832
28.63 | 19260.7174
28.64 | 19267.4441
28.65 | 19274.1633
28.66 | 19280.8752
28.67 | 19287.5795
28.68 | 19294.2764
28.69 | 19300.9658
28.7 | 19307.6477
28.71 | 19314.3221
28.72 | 19320.9889
28.73 | 19327.6482
28.74 | 19334.3
28.75 | 19340.9441
28.76 | 19347.5807
28.77 | 19354.2097
28.78 | 19360.8311
28.79 | 19367.4448
28.8 | 19374.0509
28.81 | 19380.6494
28.82 | 19387.2402
28.83 | 19393.8233
28.84 | 19400.3987
28.85 | 19406.9664
28.86 | 19413.5264
28.87 | 19420.0786
28.88 | 19426.6232
28.89 | 19433.1599
28.9 | 19439.6889
28.91 | 19446.21
28.92 | 19452.7234
28.93 | 19459.229
28.94 | 19465.7267
28.95 | 19472.2166
28.96 | 19478.6986
28.97 | 19485.1727
28.98 | 19491.639
28.99 | 19498.0973
29 | 19504.5477
29.01 | 19510.9903
29.02 | 19517.4248
29.03 | 19523.8514
29.04 | 19530.27
29.05 | 19536.6807
29.06 | 19543.0833
29.07 | 19549.478
29.08 | 19555.8645
29.09 | 19562.2431
29.1 | 19568.6136
29.11 | 19574.976
29.12 | 19581.3303
29.13 | 19587.6766
29.14 | 19594.0147
29.15 | 19600.3447
29.16 | 19606.6665
29.17 | 19612.9802
29.18 | 19619.2857
29.19 | 19625.583
29.2 | 19631.8721
29.21 | 19638.153
29.22 | 19644.4257
29.23 | 19650.6901
29.24 | 19656.9463
29.25 | 19663.1941
29.26 | 19669.4337
29.27 | 19675.665
29.28 | 19681.888
29.29 | 19688.1026
29.3 | 19694.3089
29.31 | 19700.5068
29.32 | 19706.6963
29.33 | 19712.8774
29.34 | 19719.0501
29.35 | 19725.2144
29.36 | 19731.3703
29.37 | 19737.5177
29.38 | 19743.6566
29.39 | 19749.787
29.4 | 19755.909
29.41 | 19762.0224
29.42 | 19768.1273
29.43 | 19774.2236
29.44 | 19780.3114
29.45 | 19786.3906
29.46 | 19792.4612
29.47 | 19798.5232
29.48 | 19804.5765
29.49 | 19810.6213
29.5 | 19816.6573
29.51 | 19822.6847
29.52 | 19828.7034
29.53 | 19834.7135
29.54 | 19840.7148
29.55 | 19846.7073
29.56 | 19852.6911
29.57 | 19858.6662
29.58 | 19864.6324
29.59 | 19870.5899
29.6 | 19876.5386
29.61 | 19882.4784
29.62 | 19888.4094
29.63 | 19894.3315
29.64 | 19900.2448
29.65 | 19906.1491
29.66 | 19912.0446
29.67 | 19917.9311
29.68 | 19923.8087
29.69 | 19929.6773
29.7 | 19935.537
29.71 | 19941.3876
29.72 | 19947.2293
29.73 | 19953.062
29.74 | 19958.8856
29.75 | 19964.7001
29.76 | 19970.5056
29.77 | 19976.302
29.78 | 19982.0893
29.79 | 19987.8674
29.8 | 19993.6365
29.81 | 19999.3964
29.82 | 20005.1471
29.83 | 20010.8886
29.84 | 20016.6209
29.85 | 20022.344
29.86 | 20028.0579
29.87 | 20033.7625
29.88 | 20039.4579
29.89 | 20045.1439
29.9 | 20050.8207
29.91 | 20056.4881
29.92 | 20062.1462
29.93 | 20067.7949
29.94 | 20073.4343
29.95 | 20079.0643
29.96 | 20084.6849
29.97 | 20090.296
29.98 | 20095.8977
29.99 | 20101.49
30 | 20107.0728
30.01 | 20112.6461
30.02 | 20118.2098
30.03 | 20123.7641
30.04 | 20129.3088
30.05 | 20134.8439
30.06 | 20140.3695
30.07 | 20145.8855
30.08 | 20151.3918
30.09 | 20156.8885
30.1 | 20162.3756
30.11 | 20167.853
30.12 | 20173.3207
30.13 | 20178.7787
30.14 | 20184.227
30.15 | 20189.6656
30.16 | 20195.0944
30.17 | 20200.5134
30.18 | 20205.9226
30.19 | 20211.322
30.2 | 20216.7116
30.21 | 20222.0913
30.22 | 20227.4612
30.23 | 20232.8212
30.24 | 20238.1713
30.25 | 20243.5114
30.26 | 20248.8416
30.27 | 20254.1619
30.28 | 20259.4722
30.29 | 20264.7725
30.3 | 20270.0627
30.31 | 20275.343
30.32 | 20280.6132
30.33 | 20285.8733
30.34 | 20291.1233
30.35 | 20296.3633
30.36 | 20301.5931
30.37 | 20306.8127
30.38 | 20312.0222
30.39 | 20317.2215
30.4 | 20322.4106
30.41 | 20327.5895
30.42 | 20332.7581
30.43 | 20337.9165
30.44 | 20343.0646
30.45 | 20348.2024
30.46 | 20353.3298
30.47 | 20358.447
30.48 | 20363.5538
30.49 | 20368.6502
30.5 | 20373.7362
30.51 | 20378.8118
30.52 | 20383.8769
30.53 | 20388.9316
30.54 | 20393.9758
30.55 | 20399.0096
30.56 | 20404.0328
30.57 | 20409.0455
30.58 | 20414.0476
30.59 | 20419.0391
30.6 | 20424.0201
30.61 | 20428.9904
30.62 | 20433.9501
30.63 | 20438.8991
30.64 | 20443.8375
30.65 | 20448.7652
30.66 | 20453.6821
30.67 | 20458.5883
30.68 | 20463.4838
30.69 | 20468.3684
30.7 | 20473.2423
30.71 | 20478.1053
30.72 | 20482.9575
30.73 | 20487.7989
30.74 | 20492.6293
30.75 | 20497.4489
30.76 | 20502.2575
30.77 | 20507.0551
30.78 | 20511.8418
30.79 | 20516.6176
30.8 | 20521.3823
30.81 | 20526.1359
30.82 | 20530.8785
30.83 | 20535.6101
30.84 | 20540.3305
30.85 | 20545.0398
30.86 | 20549.738
30.87 | 20554.425
30.88 | 20559.1008
30.89 | 20563.7655
30.9 | 20568.4188
30.91 | 20573.061
30.92 | 20577.6919
30.93 | 20582.3114
30.94 | 20586.9197
30.95 | 20591.5166
30.96 | 20596.1021
30.97 | 20600.6763
30.98 | 20605.2391
30.99 | 20609.7904
31 | 20614.3303
31.01 | 20618.8587
31.02 | 20623.3756
31.03 | 20627.8809
31.04 | 20632.3748
31.05 | 20636.857
31.06 | 20641.3277
31.07 | 20645.7868
31.08 | 20650.2342
31.09 | 20654.67
31.1 | 20659.094
31.11 | 20663.5064
31.12 | 20667.907
31.13 | 20672.2959
31.14 | 20676.673
31.15 | 20681.0383
31.16 | 20685.3918
31.17 | 20689.7334
31.18 | 20694.0632
31.19 | 20698.381
31.2 | 20702.687
31.21 | 20706.981
31.22 | 20711.263
31.23 | 20715.533
31.24 | 20719.791
31.25 | 20724.0369
31.26 | 20728.2708
31.27 | 20732.4926
31.28 | 20736.7023
31.29 | 20740.8998
31.3 | 20745.0851
31.31 | 20749.2583
31.32 | 20753.4192
31.33 | 20757.5679
31.34 | 20761.7043
31.35 | 20765.8284
31.36 | 20769.9402
31.37 | 20774.0397
31.38 | 20778.1268
31.39 | 20782.2015
31.4 | 20786.2637
31.41 | 20790.3135
31.42 | 20794.3508
31.43 | 20798.3757
31.44 | 20802.388
31.45 | 20806.3877
31.46 | 20810.3748
31.47 | 20814.3494
31.48 | 20818.3113
31.49 | 20822.2605
31.5 | 20826.1971
31.51 | 20830.1209
31.52 | 20834.032
31.53 | 20837.9303
31.54 | 20841.8159
31.55 | 20845.6885
31.56 | 20849.5484
31.57 | 20853.3953
31.58 | 20857.2294
31.59 | 20861.0505
31.6 | 20864.8587
31.61 | 20868.6538
31.62 | 20872.4359
31.63 | 20876.205
31.64 | 20879.961
31.65 | 20883.7039
31.66 | 20887.4337
31.67 | 20891.1503
31.68 | 20894.8537
31.69 | 20898.5439
31.7 | 20902.2208
31.71 | 20905.8845
31.72 | 20909.5348
31.73 | 20913.1718
31.74 | 20916.7955
31.75 | 20920.4057
31.76 | 20924.0025
31.77 | 20927.5859
31.78 | 20931.1558
31.79 | 20934.7121
31.8 | 20938.2549
31.81 | 20941.7842
31.82 | 20945.2998
31.83 | 20948.8017
31.84 | 20952.2901
31.85 | 20955.7647
31.86 | 20959.2255
31.87 | 20962.6727
31.88 | 20966.106
31.89 | 20969.5255
31.9 | 20972.9311
31.91 | 20976.3229
31.92 | 20979.7007
31.93 | 20983.0646
31.94 | 20986.4145
31.95 | 20989.7503
31.96 | 20993.0721
31.97 | 20996.3799
31.98 | 20999.6735
31.99 | 21002.953
32 | 21006.2183
32.01 | 21009.4694
32.02 | 21012.7062
32.03 | 21015.9288
32.04 | 21019.137
32.05 | 21022.3309
32.06 | 21025.5105
32.07 | 21028.6756
32.08 | 21031.8262
32.09 | 21034.9624
32.1 | 21038.0841
32.11 | 21041.1912
32.12 | 21044.2837
32.13 | 21047.3616
32.14 | 21050.4248
32.15 | 21053.4734
32.16 | 21056.5072
32.17 | 21059.5262
32.18 | 21062.5305
32.19 | 21065.5199
32.2 | 21068.4945
32.21 | 21071.4541
32.22 | 21074.3988
32.23 | 21077.3286
32.24 | 21080.2433
32.25 | 21083.1429
32.26 | 21086.0275
32.27 | 21088.8969
32.28 | 21091.7512
32.29 | 21094.5903
32.3 | 21097.4141
32.31 | 21100.2226
32.32 | 21103.0159
32.33 | 21105.7937
32.34 | 21108.5562
32.35 | 21111.3033
32.36 | 21114.0349
32.37 | 21116.7509
32.38 | 21119.4514
32.39 | 21122.1364
32.4 | 21124.8057
32.41 | 21127.4593
32.42 | 21130.0972
32.43 | 21132.7194
32.44 | 21135.3258
32.45 | 21137.9163
32.46 | 21140.491
32.47 | 21143.0497
32.48 | 21145.5926
32.49 | 21148.1194
32.5 | 21150.6301
32.51 | 21153.1248
32.52 | 21155.6034
32.53 | 21158.0658
32.54 | 21160.512
32.55 | 21162.9419
32.56 | 21165.3556
32.57 | 21167.7529
32.58 | 21170.1338
32.59 | 21172.4983
32.6 | 21174.8463
32.61 | 21177.1779
32.62 | 21179.4928
32.63 | 21181.7912
32.64 | 21184.0729
32.65 | 21186.3379
32.66 | 21188.5862
32.67 | 21190.8177
32.68 | 21193.0323
32.69 | 21195.2301
32.7 | 21197.4109
32.71 | 21199.5748
32.72 | 21201.7217
32.73 | 21203.8514
32.74 | 21205.9641
32.75 | 21208.0596
32.76 | 21210.1379
32.77 | 21212.199
32.78 | 21214.2427
32.79 | 21216.2691
32.8 | 21218.278
32.81 | 21220.2695
32.82 | 21222.2435
32.83 | 21224.2
32.84 | 21226.1388
32.85 | 21228.06
32.86 | 21229.9634
32.87 | 21231.8491
32.88 | 21233.717
32.89 | 21235.567
32.9 | 21237.3991
32.91 | 21239.2132
32.92 | 21241.0093
32.93 | 21242.7873
32.94 | 21244.5472
32.95 | 21246.2889
32.96 | 21248.0123
32.97 | 21249.7174
32.98 | 21251.4042
32.99 | 21253.0726
33 | 21254.7225
33.01 | 21256.3539
33.02 | 21257.9667
33.03 | 21259.5609
33.04 | 21261.1364
33.05 | 21262.6931
33.06 | 21264.231
33.07 | 21265.7501
33.08 | 21267.2502
33.09 | 21268.7314
33.1 | 21270.1935
33.11 | 21271.6364
33.12 | 21273.0603
33.13 | 21274.4648
33.14 | 21275.8501
33.15 | 21277.2161
33.16 | 21278.5626
33.17 | 21279.8896
33.18 | 21281.1972
33.19 | 21282.485
33.2 | 21283.7533
33.21 | 21285.0018
33.22 | 21286.2305
33.23 | 21287.4393
33.24 | 21288.6282
33.25 | 21289.7971
33.26 | 21290.9459
33.27 | 21292.0746
33.28 | 21293.1831
33.29 | 21294.2714
33.3 | 21295.3393
33.31 | 21296.3867
33.32 | 21297.4137
33.33 | 21298.4202
33.34 | 21299.406
33.35 | 21300.3712
33.36 | 21301.3156
33.37 | 21302.2391
33.38 | 21303.1418
33.39 | 21304.0234
33.4 | 21304.884
33.41 | 21305.7235
33.42 | 21306.5417
33.43 | 21307.3387
33.44 | 21308.1143
33.45 | 21308.8685
33.46 | 21309.6011
33.47 | 21310.3121
33.48 | 21311.0015
33.49 | 21311.6691
33.5 | 21312.3149
33.51 | 21312.9388
33.52 | 21313.5406
33.53 | 21314.1204
33.54 | 21314.678
33.55 | 21315.2134
33.56 | 21315.7264
33.57 | 21316.217
33.58 | 21316.6851
33.59 | 21317.1307
33.6 | 21317.5535
33.61 | 21317.9535
33.62 | 21318.3307
33.63 | 21318.685
33.64 | 21319.0162
33.65 | 21319.3243
33.66 | 21319.6091
33.67 | 21319.8707
33.68 | 21320.1088
33.69 | 21320.3234
33.7 | 21320.5144
33.71 | 21320.6817
33.72 | 21320.8253
33.73 | 21320.9449
33.74 | 21321.0405
33.75 | 21321.1121
33.76 | 21321.1594
33.77 | 21321.1824
33.78 | 21321.1811
33.79 | 21321.1552
33.8 | 21321.1048
33.81 | 21321.0296
33.82 | 21320.9296
33.83 | 21320.8046
33.84 | 21320.6546
33.85 | 21320.4795
33.86 | 21320.2791
33.87 | 21320.0534
33.88 | 21319.8021
33.89 | 21319.5252
33.9 | 21319.2227
33.91 | 21318.8942
33.92 | 21318.5399
33.93 | 21318.1594
33.94 | 21317.7528
33.95 | 21317.3199
33.96 | 21316.8605
33.97 | 21316.3745
33.98 | 21315.8619
33.99 | 21315.3224
34 | 21314.756
34.01 | 21314.1625
34.02 | 21313.5418
34.03 | 21312.8938
34.04 | 21312.2183
34.05 | 21311.5152
34.06 | 21310.7843
34.07 | 21310.0256
34.08 | 21309.2388
34.09 | 21308.4239
34.1 | 21307.5806
34.11 | 21306.7089
34.12 | 21305.8086
34.13 | 21304.8795
34.14 | 21303.9216
34.15 | 21302.9346
34.16 | 21301.9183
34.17 | 21300.8728
34.18 | 21299.7977
34.19 | 21298.6929
34.2 | 21297.5582
34.21 | 21296.3936
34.22 | 21295.1988
34.23 | 21293.9737
34.24 | 21292.7181
34.25 | 21291.4317
34.26 | 21290.1146
34.27 | 21288.7664
34.28 | 21287.387
34.29 | 21285.9762
34.3 | 21284.5339
34.31 | 21283.0598
34.32 | 21281.5538
34.33 | 21280.0156
34.34 | 21278.4451
34.35 | 21276.8421
34.36 | 21275.2064
34.37 | 21273.5378
34.38 | 21271.836
34.39 | 21270.101
34.4 | 21268.3324
34.41 | 21266.53
34.42 | 21264.6938
34.43 | 21262.8233
34.44 | 21260.9184
34.45 | 21258.979
34.46 | 21257.0046
34.47 | 21254.9952
34.48 | 21252.9505
34.49 | 21250.8703
34.5 | 21248.7542
34.51 | 21246.6022
34.52 | 21244.4138
34.53 | 21242.189
34.54 | 21239.9273
34.55 | 21237.6286
34.56 | 21235.2926
34.57 | 21232.919
34.58 | 21230.5076
34.59 | 21228.058
34.6 | 21225.5701
34.61 | 21223.0435
34.62 | 21220.4778
34.63 | 21217.8729
34.64 | 21215.2285
34.65 | 21212.5442
34.66 | 21209.8196
34.67 | 21207.0546
34.68 | 21204.2488
34.69 | 21201.4018
34.7 | 21198.5134
34.71 | 21195.5831
34.72 | 21192.6107
34.73 | 21189.5958
34.74 | 21186.538
34.75 | 21183.437
34.76 | 21180.2924
34.77 | 21177.1039
34.78 | 21173.871
34.79 | 21170.5933
34.8 | 21167.2706
34.81 | 21163.9023
34.82 | 21160.488
34.83 | 21157.0274
34.84 | 21153.52
34.85 | 21149.9654
34.86 | 21146.363
34.87 | 21142.7126
34.88 | 21139.0135
34.89 | 21135.2654
34.9 | 21131.4677
34.91 | 21127.62
34.92 | 21123.7217
34.93 | 21119.7724
34.94 | 21115.7714
34.95 | 21111.7183
34.96 | 21107.6126
34.97 | 21103.4536
34.98 | 21099.2408
34.99 | 21094.9736
35 | 21090.6513
35.01 | 21086.2735
35.02 | 21081.8394
35.03 | 21077.3484
35.04 | 21072.7999
35.05 | 21068.1931
35.06 | 21063.5274
35.07 | 21058.8021
35.08 | 21054.0163
35.09 | 21049.1695
35.1 | 21044.2608
35.11 | 21039.2895
35.12 | 21034.2547
35.13 | 21029.1555
35.14 | 21023.9913
35.15 | 21018.761
35.16 | 21013.4638
35.17 | 21008.0987
35.18 | 21002.6648
35.19 | 20997.1612
35.2 | 20991.5868
35.21 | 20985.9406
35.22 | 20980.2214
35.23 | 20974.4283
35.24 | 20968.5601
35.25 | 20962.6156
35.26 | 20956.5936
35.27 | 20950.4929
35.28 | 20944.3121
35.29 | 20938.05
35.3 | 20931.7052
35.31 | 20925.2762
35.32 | 20918.7617
35.33 | 20912.1599
35.34 | 20905.4695
35.35 | 20898.6888
35.36 | 20891.816
35.37 | 20884.8494
35.38 | 20877.7873
35.39 | 20870.6276
35.4 | 20863.3684
35.41 | 20856.0078
35.42 | 20848.5435
35.43 | 20840.9733
35.44 | 20833.295
35.45 | 20825.5061
35.46 | 20817.6041
35.47 | 20809.5863
35.48 | 20801.4501
35.49 | 20793.1925
35.5 | 20784.8106
35.51 | 20776.3011
35.52 | 20767.6607
35.53 | 20758.886
35.54 | 20749.9733
35.55 | 20740.9187
35.56 | 20731.7182
35.57 | 20722.3675
35.58 | 20712.8619
35.59 | 20703.1969
35.6 | 20693.3671
35.61 | 20683.3673
35.62 | 20673.1917
35.63 | 20662.8342
35.64 | 20652.2883
35.65 | 20641.5471
35.66 | 20630.603
35.67 | 20619.4481
35.68 | 20608.0738
35.69 | 20596.471
35.7 | 20584.6296
35.71 | 20572.5388
35.72 | 20560.1869
35.73 | 20547.5612
35.74 | 20534.6477
35.75 | 20521.4313
35.76 | 20507.8952
35.77 | 20494.0208
35.78 | 20479.7878
35.79 | 20465.1732
35.8 | 20450.1517
35.81 | 20434.6945
35.82 | 20418.7691
35.83 | 20402.3386
35.84 | 20385.3605
35.85 | 20367.7858
35.86 | 20349.5571
35.87 | 20330.6067
35.88 | 20310.8538
35.89 | 20290.2005
35.9 | 20268.5262
35.91 | 20245.6797
35.92 | 20221.4663
35.93 | 20195.6291
35.94 | 20167.8154
35.95 | 20137.5185
35.96 | 20103.9621
35.97 | 20065.8416
35.98 | 20020.618
35.99 | 19961.7482

## Oceans11
Python calibrated rating curve
Stage (in) | Flow (gpm)
0.41926 | 0.01
0.44696 | 0.060497
0.47462 | 0.13235
0.50224 | 0.21603
0.52981 | 0.31197
0.55735 | 0.4206
0.58483 | 0.54233
0.61228 | 0.67754
0.63968 | 0.8266
0.66704 | 0.98987
0.69435 | 1.1677
0.72163 | 1.3604
0.74886 | 1.5683
0.77604 | 1.7918
0.80319 | 2.031
0.83029 | 2.2863
0.85735 | 2.5581
0.88437 | 2.8465
0.91134 | 3.1517
0.93827 | 3.4742
0.96517 | 3.8141
0.99201 | 4.1716
1.0188 | 4.547
1.0456 | 4.9405
1.0723 | 5.3524
1.099 | 5.7828
1.1256 | 6.232
1.1522 | 6.7001
1.1788 | 7.1873
1.2053 | 7.6939
1.2318 | 8.2201
1.2582 | 8.766
1.2846 | 9.3317
1.3109 | 9.9175
1.3372 | 10.5236
1.3635 | 11.15
1.3897 | 11.797
1.4159 | 12.4647
1.4421 | 13.1533
1.4682 | 13.8629
1.4942 | 14.5937
1.5202 | 15.3457
1.5462 | 16.1192
1.5722 | 16.9142
1.5981 | 17.731
1.6239 | 18.5696
1.6497 | 19.4301
1.6755 | 20.3128
1.7012 | 21.2176
1.7269 | 22.1447
1.7526 | 23.0943
1.7782 | 24.0664
1.8038 | 25.0611
1.8293 | 26.0786
1.8548 | 27.1189
1.8803 | 28.1822
1.9057 | 29.2685
1.931 | 30.378
1.9564 | 31.5107
1.9817 | 32.6668
2.0069 | 33.8462
2.0322 | 35.0492
2.0573 | 36.2758
2.0825 | 37.526
2.1076 | 38.7999
2.1326 | 40.0977
2.1576 | 41.4194
2.1826 | 42.7651
2.2076 | 44.1348
2.2325 | 45.5287
2.2573 | 46.9467
2.2821 | 48.389
2.3069 | 49.8556
2.3317 | 51.3465
2.3564 | 52.862
2.3811 | 54.4019
2.4057 | 55.9664
2.4303 | 57.5555
2.4548 | 59.1693
2.4793 | 60.8078
2.5038 | 62.471
2.5283 | 64.1591
2.5527 | 65.8721
2.577 | 67.61
2.6013 | 69.3729
2.6256 | 71.1608
2.6499 | 72.9737
2.6741 | 74.8118
2.6983 | 76.675
2.7224 | 78.5634
2.7465 | 80.4769
2.7705 | 82.4158
2.7946 | 84.3799
2.8185 | 86.3694
2.8425 | 88.3842
2.8664 | 90.4244
2.8903 | 92.49
2.9141 | 94.5811
2.9379 | 96.6976
2.9616 | 98.8397
2.9854 | 101.0073
3.0091 | 103.2004
3.0327 | 105.4191
3.0563 | 107.6634
3.0799 | 109.9334
3.1034 | 112.229
3.1269 | 114.5502
3.1504 | 116.8972
3.1738 | 119.2698
3.1972 | 121.6682
3.2205 | 124.0923
3.2439 | 126.5422
3.2671 | 129.0178
3.2904 | 131.5192
3.3136 | 134.0464
3.3367 | 136.5994
3.3599 | 139.1782
3.383 | 141.7828
3.406 | 144.4133
3.4291 | 147.0696
3.452 | 149.7518
3.475 | 152.4598
3.4979 | 155.1937
3.5208 | 157.9534
3.5436 | 160.739
3.5664 | 163.5505
3.5892 | 166.3879
3.612 | 169.2512
3.6347 | 172.1403
3.6573 | 175.0553
3.68 | 177.9962
3.7025 | 180.963
3.7251 | 183.9556
3.7476 | 186.9741
3.7701 | 190.0186
3.7926 | 193.0888
3.815 | 196.185
3.8374 | 199.307
3.8597 | 202.4548
3.882 | 205.6286
3.9043 | 208.8281
3.9266 | 212.0535
3.9488 | 215.3048
3.9709 | 218.5818
3.9931 | 221.8847
4.0152 | 225.2133
4.0373 | 228.5678
4.0593 | 231.948
4.0813 | 235.3541
4.1033 | 238.7858
4.1252 | 242.2434
4.1471 | 245.7266
4.1689 | 249.2356
4.1908 | 252.7703
4.2126 | 256.3307
4.2343 | 259.9167
4.2561 | 263.5284
4.2778 | 267.1658
4.2994 | 270.8288
4.321 | 274.5174
4.3426 | 278.2317
4.3642 | 281.9715
4.3857 | 285.7368
4.4072 | 289.5277
4.4286 | 293.3442
4.4715 | 301.0535
4.4928 | 304.9464
4.5567 | 316.7777
4.5779 | 320.7722
4.5991 | 324.7921
4.6202 | 328.8374
4.6835 | 341.1249
4.7465 | 353.6395
4.7674 | 357.8615
4.7883 | 362.1085
4.83 | 370.678
4.8508 | 375.0003
4.8715 | 379.3477
4.8923 | 383.7201
4.9336 | 392.5398
4.9542 | 396.987
4.9748 | 401.4592
5.1993 | 452.2876
5.2195 | 457.0562
5.2397 | 461.8493
5.2599 | 466.6668
5.3001 | 476.3752
5.3401 | 486.1811
5.3601 | 491.1205
5.3801 | 496.0842
5.4199 | 506.0843
5.519 | 531.5068
5.5584 | 541.844
5.7341 | 589.5414
5.9265 | 644.7784
5.9456 | 650.4304
6.0216 | 673.2697
6.1159 | 702.3362
6.1535 | 714.1228
6.2839 | 756.0897
6.3945 | 792.9371
6.4129 | 799.1562
6.4677 | 817.9465
6.5947 | 862.5592
6.6307 | 875.5019
6.6487 | 882.0057
6.6667 | 888.5311
6.756 | 921.4807
6.8269 | 948.2247
6.8445 | 954.9638
6.8798 | 968.5052
6.9849 | 1009.6328
7.0023 | 1016.5603
7.0544 | 1037.4672
7.1062 | 1058.5594
7.1921 | 1094.1218
7.2092 | 1101.2952
7.2433 | 1115.7025
7.2942 | 1137.4642
7.3112 | 1144.7581
7.3281 | 1152.0719
7.4122 | 1188.9385
7.4624 | 1211.2947
7.5454 | 1248.9452
7.595 | 1271.7676
7.6934 | 1317.9288
7.7097 | 1325.6887
7.7908 | 1364.7706
7.9193 | 1428.2687
7.9353 | 1436.2887
7.9512 | 1444.3269
8.0463 | 1492.9369
8.0777 | 1509.2842
8.0934 | 1517.4846
8.1248 | 1533.9388
8.156 | 1550.4639
8.1716 | 1558.7528
8.2646 | 1608.8543
8.28 | 1617.2654
8.3107 | 1634.1394
8.4024 | 1685.1723
8.4176 | 1693.7373
8.4328 | 1702.3192
8.4631 | 1719.5333
8.4782 | 1728.1656
8.4932 | 1736.8145
8.6279 | 1815.3996
8.6427 | 1824.2132
8.6723 | 1841.8892
8.6871 | 1850.7514
8.7018 | 1859.6297
8.7166 | 1868.524
8.7313 | 1877.4344
8.746 | 1886.3608
8.7606 | 1895.303
8.8481 | 1949.289
8.8626 | 1958.3417
8.992 | 2040.5122
9.0205 | 2058.9408
9.0348 | 2068.1779
9.049 | 2077.43
9.0632 | 2086.6971
9.0915 | 2105.2765
9.1056 | 2114.5886
9.1337 | 2133.2574
9.1478 | 2142.614
9.1758 | 2161.3715
9.2177 | 2189.6177
9.2594 | 2217.995
9.2733 | 2227.483
9.3009 | 2246.5023
9.3284 | 2265.5787
9.3559 | 2284.7121
9.3833 | 2303.9022
9.397 | 2313.5183
9.4378 | 2342.4508
9.4514 | 2352.1229
9.4785 | 2371.5086
9.5055 | 2390.9494
9.5189 | 2400.6905
9.5859 | 2449.6
9.5993 | 2459.4225
9.6259 | 2479.1079
9.6392 | 2488.9706
9.6524 | 2498.8466
9.6657 | 2508.736
9.6921 | 2528.5543
9.7053 | 2538.4833
9.7184 | 2548.4254
9.7578 | 2578.3301
9.7708 | 2588.3243
9.7839 | 2598.3315
9.7969 | 2608.3516
9.8099 | 2618.3845
9.8229 | 2628.4303
9.8359 | 2638.4889
9.8488 | 2648.5602
9.9133 | 2699.1067
9.9261 | 2709.2537
9.9517 | 2729.5852
9.9645 | 2739.7695
9.9772 | 2749.9663
9.9899 | 2760.1753
10.0027 | 2770.3967
10.0533 | 2811.4045
10.0659 | 2821.6869
10.0785 | 2831.9813
10.0911 | 2842.2877
10.1286 | 2873.279
10.1536 | 2893.9994
10.1785 | 2914.767
10.2157 | 2946.0066
10.2404 | 2966.8913
10.2772 | 2998.305
10.3017 | 3019.3048
10.3262 | 3040.3503
10.3383 | 3050.89
10.3505 | 3061.441
10.3748 | 3082.5767
10.3869 | 3093.1614
10.399 | 3103.7572
10.411 | 3114.3642
10.4231 | 3124.9822
10.4351 | 3135.6112
10.4471 | 3146.2513
10.4591 | 3156.9024
10.495 | 3188.921
10.5188 | 3210.321
10.5425 | 3231.7641
10.5544 | 3242.5017
10.578 | 3264.0089
10.5898 | 3274.7784
10.6133 | 3296.3491
10.6601 | 3339.6162
10.6834 | 3361.3121
10.695 | 3372.1755
10.7066 | 3383.0492
10.7182 | 3393.9331
10.7413 | 3415.7315
10.7874 | 3459.4496
10.8103 | 3481.3688
10.8217 | 3492.3433
10.9011 | 3569.4405
10.9124 | 3580.4934
10.9237 | 3591.5559
10.9349 | 3602.6281
10.9686 | 3635.9019
10.9797 | 3647.0122
11.002 | 3669.2611
11.0243 | 3691.5477
11.0905 | 3758.6303
11.1125 | 3781.0648
11.1234 | 3792.2956
11.1344 | 3803.5356
11.1562 | 3826.0425
11.1996 | 3871.1636
11.2427 | 3916.4264
11.2642 | 3939.1102
11.2963 | 3973.201
11.307 | 3984.5817
11.3282 | 4007.3689
11.3388 | 4018.7752
11.4022 | 4087.39
11.4127 | 4098.855
11.4231 | 4110.3282
11.4336 | 4121.8097
11.4441 | 4133.2994
11.496 | 4190.8699
11.5167 | 4213.9545
11.5373 | 4237.0711
11.5476 | 4248.6412
11.5784 | 4283.399
11.6597 | 4376.4282
11.6698 | 4388.0913
11.6899 | 4411.4401
11.7 | 4423.1259
11.72 | 4446.5197
11.73 | 4458.2278
11.7499 | 4481.6662
11.7599 | 4493.3965
11.7797 | 4516.8789
11.7896 | 4528.6311
11.8094 | 4552.1571
11.8193 | 4563.9309
11.8487 | 4599.2952
11.8585 | 4611.0976
11.8976 | 4658.3773
11.9653 | 4741.384
11.9749 | 4753.2695
12.0323 | 4824.7234
12.1173 | 4932.3489
12.164 | 4992.3659
12.2104 | 5052.5397
12.2196 | 5064.593
12.4012 | 5306.9171

## Lomica
Python calibrated rating curve
Stage (in) | Flow (gpm)
0 | 0
0.125 | 0.28051
0.143 | 0.41975
0.152 | 0.5017
0.16 | 0.58174
0.162 | 0.60282
0.169 | 0.68009
0.17 | 0.69157
0.177 | 0.77508
0.179 | 0.79996
0.186 | 0.89067
0.187 | 0.90409
0.189 | 0.93129
0.194 | 1.0013
0.196 | 1.0302
0.197 | 1.0448
0.2 | 1.0893
0.203 | 1.135
0.204 | 1.1504
0.206 | 1.1817
0.212 | 1.2784
0.213 | 1.295
0.214 | 1.3116
0.215 | 1.3284
0.221 | 1.4319
0.223 | 1.4674
0.224 | 1.4853
0.23 | 1.5956
0.231 | 1.6144
0.233 | 1.6525
0.234 | 1.6717
0.235 | 1.691
0.238 | 1.7498
0.24 | 1.7897
0.241 | 1.8098
0.242 | 1.8301
0.247 | 1.9333
0.248 | 1.9544
0.25 | 1.9969
0.251 | 2.0183
0.255 | 2.1055
0.257 | 2.1498
0.258 | 2.1722
0.259 | 2.1947
0.264 | 2.3094
0.265 | 2.3327
0.267 | 2.3798
0.268 | 2.4035
0.273 | 2.5243
0.274 | 2.5489
0.275 | 2.5736
0.276 | 2.5984
0.281 | 2.7248
0.282 | 2.7505
0.284 | 2.8022
0.285 | 2.8283
0.291 | 2.9879
0.292 | 3.015
0.293 | 3.0423
0.299 | 3.2087
0.301 | 3.2653
0.302 | 3.2938
0.306 | 3.4093
0.307 | 3.4386
0.308 | 3.468
0.309 | 3.4975
0.311 | 3.557
0.312 | 3.587
0.316 | 3.7083
0.318 | 3.7698
0.319 | 3.8008
0.325 | 3.9899
0.326 | 4.0219
0.328 | 4.0864
0.333 | 4.2503
0.335 | 4.3169
0.336 | 4.3504
0.343 | 4.5892
0.345 | 4.6588
0.346 | 4.6938
0.347 | 4.729
0.351 | 4.8712
0.352 | 4.9072
0.353 | 4.9433
0.359 | 5.163
0.36 | 5.2002
0.362 | 5.275
0.366 | 5.4264
0.368 | 5.503
0.369 | 5.5416
0.37 | 5.5803
0.377 | 5.8556
0.379 | 5.9357
0.383 | 6.0977
0.384 | 6.1386
0.386 | 6.2209
0.387 | 6.2622
0.39 | 6.3873
0.392 | 6.4715
0.394 | 6.5563
0.396 | 6.6417
0.4 | 6.8145
0.403 | 6.9458
0.404 | 6.9898
0.412 | 7.3482
0.413 | 7.3938
0.42 | 7.7169
0.421 | 7.7638
0.427 | 8.0481
0.429 | 8.1442
0.43 | 8.1925
0.437 | 8.5351
0.438 | 8.5847
0.443 | 8.8351
0.445 | 8.9365
0.447 | 9.0385
0.451 | 9.2445
0.454 | 9.4008
0.455 | 9.4532
0.458 | 9.6114
0.462 | 9.8248
0.464 | 9.9324
0.468 | 10.1498
0.471 | 10.3146
0.472 | 10.3699
0.476 | 10.5926
0.477 | 10.6487
0.481 | 10.8749
0.482 | 10.9318
0.488 | 11.2771
0.49 | 11.3936
0.494 | 11.6286
0.495 | 11.6878
0.497 | 11.8066
0.498 | 11.8663
0.499 | 11.9262
0.507 | 12.4112
0.51 | 12.596
0.511 | 12.6579
0.515 | 12.9073
0.517 | 13.0331
0.522 | 13.3505
0.524 | 13.4786
0.527 | 13.6722
0.532 | 13.9983
0.533 | 14.0641
0.536 | 14.2624
0.538 | 14.3954
0.539 | 14.4622
0.541 | 14.5963
0.542 | 14.6637
0.546 | 14.9347
0.547 | 15.0029
0.549 | 15.1398
0.55 | 15.2086
0.551 | 15.2775
0.554 | 15.4853
0.555 | 15.5549
0.558 | 15.7648
0.559 | 15.8351
0.56 | 15.9056
0.562 | 16.0471
0.566 | 16.3323
0.567 | 16.404
0.568 | 16.4759
0.569 | 16.548
0.572 | 16.7654
0.573 | 16.8382
0.574 | 16.9112
0.575 | 16.9844
0.578 | 17.2049
0.579 | 17.2788
0.581 | 17.4271
0.582 | 17.5015
0.583 | 17.5761
0.584 | 17.6509
0.587 | 17.8763
0.59 | 18.1033
0.591 | 18.1793
0.592 | 18.2555
0.594 | 18.4085
0.6 | 18.8716
0.601 | 18.9495
0.602 | 19.0275
0.603 | 19.1057
0.604 | 19.184
0.606 | 19.3413
0.607 | 19.4202
0.608 | 19.4993
0.609 | 19.5786
0.61 | 19.6581
0.612 | 19.8175
0.613 | 19.8975
0.614 | 19.9777
0.617 | 20.2193
0.62 | 20.4626
0.622 | 20.6257
0.623 | 20.7075
0.626 | 20.954
0.629 | 21.2022
0.634 | 21.6195
0.636 | 21.7877
0.637 | 21.8721
0.638 | 21.9566
0.639 | 22.0413
0.64 | 22.1263
0.641 | 22.2114
0.643 | 22.3821
0.647 | 22.7258
0.648 | 22.8122
0.651 | 23.0725
0.653 | 23.2469
0.657 | 23.598
0.66 | 23.8632
0.662 | 24.0409
0.664 | 24.2194
0.667 | 24.4885
0.669 | 24.6689
0.671 | 24.8499
0.676 | 25.3058
0.677 | 25.3976
0.679 | 25.5816
0.683 | 25.9519
0.686 | 26.2316
0.688 | 26.419
0.689 | 26.5129
0.692 | 26.796
0.694 | 26.9856
0.697 | 27.2714
0.701 | 27.6551
0.703 | 27.8481
0.705 | 28.0418
0.708 | 28.3338
0.711 | 28.6274
0.712 | 28.7257
0.713 | 28.8241
0.716 | 29.1206
0.717 | 29.2198
0.719 | 29.4188
0.72 | 29.5185
0.722 | 29.7186
0.723 | 29.819
0.724 | 29.9195
0.728 | 30.3234
0.731 | 30.6284
0.734 | 30.935
0.737 | 31.2433
0.74 | 31.5533
0.743 | 31.865
0.745 | 32.0738
0.75 | 32.599
0.751 | 32.7046
0.754 | 33.0226
0.755 | 33.1289
0.756 | 33.2355
0.757 | 33.3422
0.76 | 33.6636
0.761 | 33.7711
0.762 | 33.8788
0.763 | 33.9867
0.764 | 34.0947
0.771 | 34.8566
0.774 | 35.1859
0.775 | 35.2961
0.776 | 35.4064
0.779 | 35.7386
0.78 | 35.8497
0.782 | 36.0725
0.783 | 36.1842
0.786 | 36.5204
0.788 | 36.7455
0.789 | 36.8583
0.79 | 36.9714
0.791 | 37.0846
0.796 | 37.6535
0.798 | 37.8824
0.799 | 37.9971
0.8 | 38.1121
0.803 | 38.458
0.804 | 38.5737
0.805 | 38.6896
0.806 | 38.8057
0.808 | 39.0384
0.811 | 39.3889
0.812 | 39.5062
0.813 | 39.6236
0.814 | 39.7412
0.817 | 40.0952
0.818 | 40.2136
0.821 | 40.5698
0.822 | 40.689
0.823 | 40.8083
0.825 | 41.0476
0.826 | 41.1675
0.827 | 41.2876
0.828 | 41.4079
0.83 | 41.6491
0.833 | 42.0123
0.834 | 42.1337
0.835 | 42.2554
0.837 | 42.4993
0.838 | 42.6215
0.839 | 42.7439
0.842 | 43.1123
0.844 | 43.3589
0.846 | 43.6062
0.848 | 43.8543
0.849 | 43.9787
0.851 | 44.2279
0.852 | 44.3529
0.853 | 44.478
0.854 | 44.6033
0.855 | 44.7288
0.856 | 44.8545
0.858 | 45.1064
0.859 | 45.2327
0.86 | 45.3592
0.861 | 45.4858
0.864 | 45.867
0.865 | 45.9944
0.866 | 46.122
0.868 | 46.3779
0.869 | 46.5061
0.87 | 46.6345
0.871 | 46.7631
0.873 | 47.0209
0.877 | 47.5387
0.879 | 47.7988
0.882 | 48.1904
0.883 | 48.3213
0.884 | 48.4524
0.885 | 48.5837
0.886 | 48.7152
0.888 | 48.9788
0.889 | 49.1109
0.89 | 49.2432
0.891 | 49.3757
0.892 | 49.5083
0.894 | 49.7742
0.895 | 49.9075
0.896 | 50.0409
0.897 | 50.1745
0.898 | 50.3084
0.899 | 50.4424
0.9 | 50.5766
0.901 | 50.711
0.902 | 50.8456
0.904 | 51.1154
0.907 | 51.5216
0.909 | 51.7933
0.91 | 51.9295
0.911 | 52.0658
0.912 | 52.2024
0.913 | 52.3391
0.914 | 52.4761
0.916 | 52.7505
0.917 | 52.8881
0.918 | 53.0258
0.92 | 53.3018
0.921 | 53.4401
0.923 | 53.7173
0.924 | 53.8562
0.925 | 53.9953
0.926 | 54.1345
0.927 | 54.274
0.928 | 54.4137
0.929 | 54.5535
0.93 | 54.6936
0.933 | 55.1149
0.935 | 55.3968
0.936 | 55.538
0.937 | 55.6794
0.938 | 55.8211
0.94 | 56.1049
0.941 | 56.2471
0.942 | 56.3895
0.943 | 56.5321
0.944 | 56.6749
0.946 | 56.961
0.947 | 57.1044
0.948 | 57.248
0.949 | 57.3917
0.95 | 57.5357
0.951 | 57.6798
0.953 | 57.9687
0.954 | 58.1135
0.955 | 58.2584
0.956 | 58.4035
0.957 | 58.5489
0.958 | 58.6944
0.959 | 58.8401
0.96 | 58.986
0.961 | 59.1321
0.963 | 59.4249
0.964 | 59.5716
0.965 | 59.7185
0.966 | 59.8656
0.967 | 60.0129
0.97 | 60.4559
0.971 | 60.6039
0.972 | 60.7522
0.973 | 60.9007
0.974 | 61.0493
0.975 | 61.1982
0.976 | 61.3472
0.977 | 61.4964
0.979 | 61.7955
0.982 | 62.2456
0.983 | 62.396
0.984 | 62.5466
0.985 | 62.6974
0.987 | 62.9996
0.988 | 63.151
0.989 | 63.3026
0.99 | 63.4544
0.992 | 63.7585
0.993 | 63.9109
0.994 | 64.0634
0.995 | 64.2162
0.997 | 64.5223
0.998 | 64.6757
0.999 | 64.8292
1 | 64.983
1.001 | 65.1369
1.002 | 65.291
1.004 | 65.5999
1.005 | 65.7546
1.006 | 65.9096
1.007 | 66.0647
1.008 | 66.22
1.009 | 66.3755
1.01 | 66.5312
1.012 | 66.8432
1.013 | 66.9995
1.014 | 67.156
1.015 | 67.3127
1.016 | 67.4696
1.017 | 67.6266
1.018 | 67.7839
1.019 | 67.9414
1.02 | 68.099
1.021 | 68.2569
1.023 | 68.5732
1.024 | 68.7317
1.025 | 68.8903
1.026 | 69.0492
1.027 | 69.2082
1.028 | 69.3675
1.029 | 69.5269
1.03 | 69.6865
1.031 | 69.8464
1.033 | 70.1666
1.034 | 70.327
1.035 | 70.4876
1.037 | 70.8094
1.038 | 70.9707
1.041 | 71.4554
1.044 | 71.942
1.045 | 72.1046
1.046 | 72.2674
1.048 | 72.5935
1.049 | 72.7569
1.05 | 72.9204
1.051 | 73.0842
1.052 | 73.2481
1.053 | 73.4123
1.054 | 73.5766
1.055 | 73.7412
1.056 | 73.9059
1.057 | 74.0709
1.061 | 74.7326
1.063 | 75.0646
1.064 | 75.2309
1.065 | 75.3974
1.067 | 75.7311
1.068 | 75.8982
1.069 | 76.0654
1.07 | 76.2329
1.072 | 76.5685
1.073 | 76.7366
1.074 | 76.9049
1.075 | 77.0734
1.076 | 77.242
1.077 | 77.4109
1.078 | 77.58
1.081 | 78.0884
1.082 | 78.2582
1.083 | 78.4283
1.084 | 78.5985
1.085 | 78.769
1.086 | 78.9396
1.087 | 79.1105
1.088 | 79.2815
1.089 | 79.4527
1.09 | 79.6242
1.091 | 79.7958
1.094 | 80.3119
1.095 | 80.4843
1.096 | 80.6569
1.097 | 80.8297
1.101 | 81.5229
1.102 | 81.6967
1.103 | 81.8707
1.104 | 82.0449
1.106 | 82.3938
1.107 | 82.5686
1.109 | 82.9187
1.11 | 83.0941
1.111 | 83.2697
1.112 | 83.4454
1.114 | 83.7976
1.115 | 83.9739
1.116 | 84.1505
1.117 | 84.3272
1.12 | 84.8586
1.121 | 85.0362
1.122 | 85.2139
1.127 | 86.1055
1.128 | 86.2844
1.129 | 86.4635
1.13 | 86.6428
1.133 | 87.1819
1.135 | 87.5423
1.136 | 87.7228
1.137 | 87.9035
1.138 | 88.0844
1.14 | 88.4467
1.142 | 88.8099
1.144 | 89.1738
1.145 | 89.3561
1.146 | 89.5385
1.147 | 89.7212
1.148 | 89.904
1.149 | 90.0871
1.151 | 90.4538
1.152 | 90.6374
1.153 | 90.8212
1.154 | 91.0053
1.155 | 91.1895
1.156 | 91.3739
1.157 | 91.5585
1.158 | 91.7434
1.16 | 92.1136
1.161 | 92.299
1.162 | 92.4846
1.163 | 92.6704
1.164 | 92.8564
1.165 | 93.0426
1.167 | 93.4156
1.168 | 93.6024
1.169 | 93.7894
1.17 | 93.9766
1.171 | 94.164
1.172 | 94.3515
1.174 | 94.7273
1.175 | 94.9154
1.176 | 95.1038
1.177 | 95.2924
1.18 | 95.8592
1.181 | 96.0486
1.182 | 96.2381
1.183 | 96.4279
1.185 | 96.808
1.187 | 97.1888
1.188 | 97.3796
1.19 | 97.7616
1.191 | 97.9529
1.193 | 98.3362
1.194 | 98.5281
1.195 | 98.7202
1.197 | 99.105
1.198 | 99.2977
1.199 | 99.4906
1.2 | 99.6836
1.201 | 99.8769
1.202 | 100.0704
1.203 | 100.2641
1.204 | 100.458
1.205 | 100.6521
1.206 | 100.8463
1.208 | 101.2355
1.209 | 101.4303
1.21 | 101.6254
1.213 | 102.2117
1.214 | 102.4076
1.215 | 102.6036
1.216 | 102.7999
1.218 | 103.1929
1.219 | 103.3898
1.22 | 103.5868
1.221 | 103.784
1.222 | 103.9814
1.223 | 104.179
1.224 | 104.3769
1.225 | 104.5749
1.226 | 104.7731
1.228 | 105.1701
1.229 | 105.3689
1.23 | 105.5679
1.231 | 105.7671
1.233 | 106.166
1.235 | 106.5658
1.236 | 106.766
1.237 | 106.9663
1.238 | 107.1669
1.239 | 107.3677
1.24 | 107.5686
1.242 | 107.9711
1.243 | 108.1727
1.244 | 108.3744
1.245 | 108.5764
1.247 | 108.9808
1.248 | 109.1834
1.25 | 109.589
1.253 | 110.199
1.256 | 110.8107
1.257 | 111.015
1.258 | 111.2195
1.261 | 111.8342
1.263 | 112.2449
1.265 | 112.6565
1.266 | 112.8626
1.268 | 113.2753
1.27 | 113.6888
1.271 | 113.8959
1.272 | 114.1031
1.273 | 114.3105
1.274 | 114.5182
1.275 | 114.726
1.278 | 115.3507
1.28 | 115.7681
1.281 | 115.9772
1.282 | 116.1864
1.283 | 116.3958
1.284 | 116.6054
1.286 | 117.0252
1.287 | 117.2354
1.288 | 117.4458
1.289 | 117.6563
1.29 | 117.8671
1.291 | 118.0781
1.292 | 118.2893
1.294 | 118.7122
1.298 | 119.5604
1.301 | 120.1987
1.302 | 120.4118
1.303 | 120.6251
1.304 | 120.8386
1.305 | 121.0524
1.307 | 121.4804
1.308 | 121.6947
1.311 | 122.3388
1.312 | 122.5539
1.313 | 122.7692
1.314 | 122.9847
1.315 | 123.2004
1.316 | 123.4162
1.32 | 124.2817
1.321 | 124.4986
1.323 | 124.9329
1.325 | 125.368
1.327 | 125.8038
1.328 | 126.0221
1.329 | 126.2405
1.331 | 126.6779
1.332 | 126.8969
1.333 | 127.1161
1.334 | 127.3355
1.335 | 127.5551
1.337 | 127.9949
1.338 | 128.2151
1.339 | 128.4355
1.34 | 128.6561
1.341 | 128.8768
1.342 | 129.0978
1.344 | 129.5403
1.345 | 129.7619
1.348 | 130.4277
1.349 | 130.6501
1.35 | 130.8726
1.351 | 131.0953
1.352 | 131.3182
1.354 | 131.7647
1.355 | 131.9882
1.356 | 132.2119
1.357 | 132.4358
1.358 | 132.6599
1.359 | 132.8842
1.36 | 133.1087
1.361 | 133.3333
1.362 | 133.5582
1.363 | 133.7833
1.364 | 134.0086
1.365 | 134.234
1.366 | 134.4597
1.367 | 134.6855
1.368 | 134.9116
1.371 | 135.5909
1.372 | 135.8177
1.374 | 136.272
1.377 | 136.9548
1.378 | 137.1828
1.379 | 137.411
1.38 | 137.6394
1.381 | 137.868
1.382 | 138.0968
1.383 | 138.3257
1.385 | 138.7843
1.386 | 139.0138
1.387 | 139.2436
1.39 | 139.934
1.391 | 140.1646
1.392 | 140.3953
1.393 | 140.6262
1.394 | 140.8573
1.396 | 141.3202
1.397 | 141.5519
1.399 | 142.0159
1.401 | 142.4806
1.402 | 142.7133
1.403 | 142.9462
1.406 | 143.646
1.408 | 144.1135
1.41 | 144.5818
1.411 | 144.8162
1.415 | 145.7559
1.416 | 145.9913
1.417 | 146.2269
1.418 | 146.4627
1.419 | 146.6986
1.42 | 146.9348
1.421 | 147.1712
1.422 | 147.4078
1.423 | 147.6445
1.424 | 147.8815
1.427 | 148.5935
1.43 | 149.3073
1.433 | 150.0229
1.435 | 150.5009
1.436 | 150.7402
1.437 | 150.9796
1.438 | 151.2193
1.44 | 151.6993
1.443 | 152.4206
1.445 | 152.9025
1.448 | 153.6268
1.449 | 153.8686
1.45 | 154.1106
1.451 | 154.3528
1.452 | 154.5952
1.453 | 154.8378
1.457 | 155.8101
1.458 | 156.0536
1.459 | 156.2974
1.46 | 156.5413
1.461 | 156.7855
1.462 | 157.0298
1.464 | 157.519
1.465 | 157.764
1.466 | 158.0091
1.469 | 158.7455
1.47 | 158.9914
1.471 | 159.2375
1.472 | 159.4838
1.474 | 159.9769
1.475 | 160.2237
1.478 | 160.9654
1.48 | 161.4609
1.482 | 161.9571
1.484 | 162.4541
1.485 | 162.7029
1.486 | 162.9518
1.487 | 163.201
1.489 | 163.6999
1.49 | 163.9497
1.491 | 164.1996
1.492 | 164.4497
1.493 | 164.7001
1.494 | 164.9506
1.495 | 165.2013
1.496 | 165.4522
1.497 | 165.7033
1.498 | 165.9546
1.5 | 166.4578
1.502 | 166.9617
1.503 | 167.214
1.507 | 168.2249
1.508 | 168.4781
1.509 | 168.7316
1.51 | 168.9852
1.512 | 169.493
1.514 | 170.0015
1.519 | 171.2763
1.52 | 171.5318
1.521 | 171.7876
1.522 | 172.0435
1.523 | 172.2996
1.524 | 172.5559
1.525 | 172.8124
1.526 | 173.0691
1.529 | 173.8403
1.531 | 174.3554
1.532 | 174.6133
1.533 | 174.8713
1.534 | 175.1295
1.537 | 175.9054
1.538 | 176.1643
1.539 | 176.4235
1.54 | 176.6829
1.541 | 176.9425
1.542 | 177.2023
1.543 | 177.4622
1.544 | 177.7224
1.546 | 178.2432
1.548 | 178.7649
1.55 | 179.2873
1.551 | 179.5488
1.552 | 179.8105
1.553 | 180.0723
1.554 | 180.3344
1.555 | 180.5967
1.556 | 180.8591
1.557 | 181.1218
1.558 | 181.3846
1.559 | 181.6476
1.56 | 181.9108
1.561 | 182.1742
1.562 | 182.4378
1.563 | 182.7016
1.565 | 183.2298
1.568 | 184.0235
1.569 | 184.2884
1.575 | 185.8821
1.576 | 186.1484
1.577 | 186.4148
1.579 | 186.9484
1.581 | 187.4826
1.582 | 187.7501
1.585 | 188.5535
1.586 | 188.8217
1.588 | 189.3586
1.589 | 189.6274
1.591 | 190.1655
1.595 | 191.244
1.598 | 192.0549
1.599 | 192.3256
1.6 | 192.5964
1.604 | 193.6818
1.606 | 194.2256
1.607 | 194.4978
1.608 | 194.7702
1.609 | 195.0428
1.61 | 195.3156
1.612 | 195.8617
1.613 | 196.135
1.615 | 196.6823
1.616 | 196.9562
1.619 | 197.7791
1.62 | 198.0538
1.622 | 198.6037
1.623 | 198.8789
1.624 | 199.1544
1.625 | 199.43
1.628 | 200.258
1.629 | 200.5344
1.631 | 201.0877
1.633 | 201.6418
1.634 | 201.9192
1.637 | 202.7523
1.639 | 203.3087
1.641 | 203.8659
1.643 | 204.4237
1.644 | 204.703
1.645 | 204.9824
1.646 | 205.262
1.647 | 205.5418
1.648 | 205.8218
1.649 | 206.102
1.654 | 207.5057
1.656 | 208.0686
1.659 | 208.9142
1.66 | 209.1965
1.662 | 209.7616
1.663 | 210.0444
1.664 | 210.3274
1.665 | 210.6106
1.666 | 210.894
1.668 | 211.4614
1.669 | 211.7454
1.67 | 212.0295
1.672 | 212.5984
1.673 | 212.8831
1.674 | 213.168
1.676 | 213.7384
1.677 | 214.0239
1.678 | 214.3096
1.682 | 215.4541
1.683 | 215.7407
1.684 | 216.0275
1.686 | 216.6017
1.687 | 216.8891
1.688 | 217.1766
1.689 | 217.4644
1.69 | 217.7523
1.693 | 218.6172
1.696 | 219.4838
1.697 | 219.7731
1.698 | 220.0625
1.7 | 220.6419
1.703 | 221.5125
1.704 | 221.8031
1.705 | 222.0938
1.706 | 222.3847
1.707 | 222.6759
1.708 | 222.9672
1.71 | 223.5504
1.711 | 223.8423
1.713 | 224.4266
1.714 | 224.719
1.718 | 225.8907
1.72 | 226.4776
1.721 | 226.7714
1.722 | 227.0653
1.724 | 227.6538
1.726 | 228.243
1.728 | 228.8329
1.73 | 229.4236
1.734 | 230.6073
1.735 | 230.9037
1.736 | 231.2002
1.737 | 231.497
1.742 | 232.9836
1.744 | 233.5795
1.745 | 233.8778
1.746 | 234.1762
1.749 | 235.0726
1.751 | 235.6712
1.752 | 235.9708
1.753 | 236.2705
1.754 | 236.5704
1.755 | 236.8705
1.756 | 237.1709
1.757 | 237.4713
1.758 | 237.772
1.759 | 238.0729
1.76 | 238.3739
1.762 | 238.9766
1.763 | 239.2782
1.768 | 240.7891
1.769 | 241.0918
1.77 | 241.3947
1.771 | 241.6978
1.773 | 242.3046
1.774 | 242.6082
1.775 | 242.9121
1.776 | 243.2161
1.778 | 243.8247
1.779 | 244.1293
1.78 | 244.4341
1.783 | 245.3495
1.784 | 245.655
1.785 | 245.9607
1.787 | 246.5727
1.788 | 246.879
1.79 | 247.492
1.791 | 247.7989
1.793 | 248.4131
1.794 | 248.7204
1.797 | 249.6437
1.798 | 249.9518
1.801 | 250.8772
1.804 | 251.8044
1.806 | 252.4234
1.807 | 252.7332
1.808 | 253.0431
1.81 | 253.6636
1.811 | 253.9741
1.812 | 254.2848
1.814 | 254.9068
1.815 | 255.2181
1.818 | 256.153
1.82 | 256.7772
1.822 | 257.4021
1.823 | 257.7148
1.824 | 258.0278
1.825 | 258.3409
1.826 | 258.6542
1.829 | 259.5951
1.83 | 259.9092
1.832 | 260.5378
1.833 | 260.8524
1.835 | 261.4821
1.836 | 261.7972
1.838 | 262.4281
1.839 | 262.7438
1.84 | 263.0596
1.841 | 263.3757
1.842 | 263.6919
1.845 | 264.6418
1.849 | 265.9108
1.85 | 266.2285
1.851 | 266.5464
1.852 | 266.8645
1.854 | 267.5012
1.856 | 268.1386
1.861 | 269.7355
1.867 | 271.6577
1.868 | 271.9787
1.87 | 272.6213
1.871 | 272.9429
1.872 | 273.2646
1.875 | 274.231
1.876 | 274.5535
1.878 | 275.199
1.879 | 275.522
1.88 | 275.8452
1.883 | 276.816
1.884 | 277.1399
1.885 | 277.464
1.886 | 277.7883
1.887 | 278.1128
1.888 | 278.4375
1.894 | 280.3894
1.896 | 281.0415
1.898 | 281.6943
1.899 | 282.021
1.9 | 282.3478
1.901 | 282.6749
1.902 | 283.0021
1.903 | 283.3295
1.905 | 283.9849
1.912 | 286.2844
1.92 | 288.9233
1.921 | 289.254
1.923 | 289.9159
1.926 | 290.9101
1.928 | 291.5739
1.93 | 292.2383
1.931 | 292.5708
1.932 | 292.9035
1.933 | 293.2363
1.934 | 293.5694
1.935 | 293.9026
1.936 | 294.236
1.937 | 294.5696
1.943 | 296.5749
1.944 | 296.9097
1.947 | 297.9154
1.949 | 298.5867
1.95 | 298.9226
1.951 | 299.2587
1.956 | 300.942
1.957 | 301.2792
1.959 | 301.9542
1.96 | 302.2919
1.961 | 302.6298
1.963 | 303.3062
1.964 | 303.6446
1.966 | 304.3221
1.97 | 305.6792
1.973 | 306.6989
1.975 | 307.3796
1.977 | 308.061
1.981 | 309.426
1.982 | 309.7677
1.983 | 310.1095
1.984 | 310.4516
1.985 | 310.7938
1.986 | 311.1362
1.987 | 311.4788
1.99 | 312.5077
1.992 | 313.1945
1.994 | 313.882
1.995 | 314.226
1.996 | 314.5702
1.999 | 315.6039
2 | 315.9489
2.001 | 316.294
2.002 | 316.6392
2.003 | 316.9847
2.005 | 317.6761
2.008 | 318.7147
2.009 | 319.0612
2.01 | 319.4079
2.011 | 319.7548
2.012 | 320.1019
2.013 | 320.4491
2.014 | 320.7965
2.015 | 321.1441
2.016 | 321.4919
2.019 | 322.5363
2.02 | 322.8848
2.023 | 323.9314
2.025 | 324.63
2.026 | 324.9795
2.03 | 326.3795
2.031 | 326.73
2.033 | 327.4314
2.034 | 327.7824
2.037 | 328.8364
2.038 | 329.1881
2.039 | 329.54
2.041 | 330.2443
2.042 | 330.5967
2.044 | 331.3021
2.046 | 332.0081
2.047 | 332.3614
2.049 | 333.0685
2.05 | 333.4223
2.051 | 333.7764
2.052 | 334.1305
2.056 | 335.549
2.057 | 335.9041
2.058 | 336.2593
2.059 | 336.6147
2.06 | 336.9703
2.062 | 337.6821
2.063 | 338.0382
2.064 | 338.3945
2.065 | 338.751
2.066 | 339.1076
2.067 | 339.4645
2.068 | 339.8215
2.07 | 340.536
2.073 | 341.6092
2.074 | 341.9672
2.077 | 343.0425
2.079 | 343.7602
2.08 | 344.1194
2.082 | 344.8381
2.083 | 345.1978
2.084 | 345.5576
2.085 | 345.9176
2.086 | 346.2778
2.087 | 346.6382
2.088 | 346.9987
2.09 | 347.7203
2.091 | 348.0814
2.093 | 348.804
2.096 | 349.8893
2.097 | 350.2514
2.098 | 350.6137
2.099 | 350.9762
2.101 | 351.7017
2.103 | 352.4278
2.105 | 353.1547
2.106 | 353.5184
2.107 | 353.8823
2.108 | 354.2463
2.11 | 354.9749
2.111 | 355.3395
2.112 | 355.7043
2.113 | 356.0692
2.114 | 356.4343
2.115 | 356.7995
2.118 | 357.8964
2.119 | 358.2624
2.12 | 358.6285
2.121 | 358.9949
2.122 | 359.3614
2.124 | 360.0949
2.129 | 361.9317
2.131 | 362.6677
2.132 | 363.0359
2.133 | 363.4043
2.134 | 363.7729
2.137 | 364.8797
2.139 | 365.6185
2.141 | 366.3579
2.143 | 367.0981
2.144 | 367.4684
2.145 | 367.8389
2.147 | 368.5804
2.153 | 370.8092
2.154 | 371.1813
2.156 | 371.9259
2.157 | 372.2985
2.158 | 372.6713
2.165 | 375.2855
2.166 | 375.6596
2.168 | 376.4084
2.17 | 377.158
2.172 | 377.9082
2.173 | 378.2835
2.174 | 378.6591
2.177 | 379.7867
2.179 | 380.5393
2.18 | 380.9159
2.181 | 381.2926
2.183 | 382.0466
2.185 | 382.8013
2.186 | 383.1789
2.187 | 383.5567
2.188 | 383.9347
2.189 | 384.3128
2.19 | 384.6911
2.193 | 385.827
2.195 | 386.5851
2.196 | 386.9645
2.198 | 387.7236
2.2 | 388.4835
2.201 | 388.8637
2.202 | 389.244
2.203 | 389.6246
2.204 | 390.0053
2.205 | 390.3862
2.207 | 391.1484
2.209 | 391.9114
2.21 | 392.2931
2.212 | 393.0571
2.216 | 394.5871
2.217 | 394.97
2.218 | 395.3531
2.219 | 395.7364
2.222 | 396.8873
2.225 | 398.0397
2.226 | 398.4241
2.227 | 398.8088
2.228 | 399.1936
2.23 | 399.9638
2.233 | 401.1203
2.234 | 401.5061
2.235 | 401.8921
2.237 | 402.6646
2.239 | 403.4379
2.24 | 403.8247
2.242 | 404.599
2.243 | 404.9863
2.244 | 405.3739
2.246 | 406.1495
2.248 | 406.9258
2.25 | 407.7027
2.251 | 408.0915
2.255 | 409.6481
2.256 | 410.0377
2.257 | 410.4275
2.258 | 410.8174
2.259 | 411.2075
2.26 | 411.5978
2.261 | 411.9882
2.263 | 412.7696
2.264 | 413.1605
2.269 | 415.1178
2.274 | 417.0793
2.275 | 417.4721
2.276 | 417.8651
2.277 | 418.2582
2.278 | 418.6516
2.279 | 419.045
2.28 | 419.4387
2.283 | 420.6207
2.284 | 421.015
2.285 | 421.4095
2.286 | 421.8042
2.287 | 422.199
2.289 | 422.9892
2.292 | 424.1757
2.294 | 424.9676
2.296 | 425.7601
2.297 | 426.1566
2.299 | 426.9502
2.302 | 428.1418
2.303 | 428.5393
2.304 | 428.937
2.307 | 430.1311
2.308 | 430.5295
2.31 | 431.3267
2.311 | 431.7256
2.312 | 432.1247
2.313 | 432.5239
2.314 | 432.9233
2.317 | 434.1224
2.318 | 434.5225
2.321 | 435.7236
2.324 | 436.9263
2.325 | 437.3275
2.329 | 438.9341
2.33 | 439.3361
2.331 | 439.7384
2.332 | 440.1408
2.334 | 440.946
2.335 | 441.3489
2.339 | 442.9622
2.34 | 443.3659
2.345 | 445.3871
2.348 | 446.6017
2.35 | 447.4124
2.351 | 447.8179
2.352 | 448.2237
2.354 | 449.0356
2.357 | 450.2548
2.358 | 450.6615
2.359 | 451.0684
2.363 | 452.6976
2.367 | 454.3295
2.37 | 455.5552
2.372 | 456.3731
2.373 | 456.7823
2.374 | 457.1917
2.375 | 457.6013
2.377 | 458.4208
2.379 | 459.2411
2.381 | 460.062
2.382 | 460.4727
2.384 | 461.2946
2.385 | 461.7058
2.389 | 463.3522
2.39 | 463.7643
2.393 | 465.0013
2.394 | 465.414
2.395 | 465.8268
2.398 | 467.0664
2.4 | 467.8936
2.402 | 468.7214
2.406 | 470.379
2.407 | 470.7939
2.408 | 471.2088
2.409 | 471.624
2.41 | 472.0393
2.411 | 472.4548
2.413 | 473.2862
2.42 | 476.2015
2.422 | 477.0359
2.423 | 477.4533
2.425 | 478.2887
2.429 | 479.9614
2.431 | 480.7988
2.432 | 481.2177
2.433 | 481.6368
2.434 | 482.056
2.436 | 482.895
2.437 | 483.3147
2.439 | 484.1547
2.442 | 485.4158
2.443 | 485.8366
2.444 | 486.2574
2.445 | 486.6785
2.446 | 487.0997
2.447 | 487.521
2.448 | 487.9426
2.449 | 488.3643
2.452 | 489.6303
2.453 | 490.0526
2.454 | 490.4751
2.455 | 490.8978
2.456 | 491.3206
2.457 | 491.7436
2.459 | 492.5901
2.463 | 494.285
2.464 | 494.7091
2.465 | 495.1334
2.466 | 495.5578
2.467 | 495.9824
2.47 | 497.2573
2.473 | 498.5335
2.474 | 498.9593
2.475 | 499.3852
2.48 | 501.5171
2.481 | 501.944
2.484 | 503.2256
2.485 | 503.6531
2.493 | 507.0791
2.494 | 507.5081
2.495 | 507.9372
2.496 | 508.3665
2.502 | 510.9457
2.504 | 511.8067
2.505 | 512.2374
2.506 | 512.6683
2.507 | 513.0994
2.51 | 514.3935
2.516 | 516.9862
2.517 | 517.4188
2.518 | 517.8517
2.519 | 518.2847
2.52 | 518.7178
2.523 | 520.0182
2.524 | 520.452
2.526 | 521.3201
2.527 | 521.7543
2.531 | 523.493
2.532 | 523.9281
2.534 | 524.7987
2.537 | 526.1058
2.539 | 526.978
2.54 | 527.4143
2.541 | 527.8508
2.543 | 528.7243
2.545 | 529.5984
2.546 | 530.0357
2.548 | 530.9108
2.549 | 531.3485
2.552 | 532.6628
2.553 | 533.1012
2.554 | 533.5398
2.556 | 534.4174
2.562 | 537.054
2.563 | 537.494
2.564 | 537.9342
2.567 | 539.2556
2.574 | 542.3444
2.577 | 543.6706
2.579 | 544.5555
2.581 | 545.441
2.582 | 545.884
2.583 | 546.3271
2.584 | 546.7704
2.585 | 547.2139
2.586 | 547.6575
2.587 | 548.1013
2.588 | 548.5453
2.589 | 548.9894
2.593 | 550.7673
2.598 | 552.9933
2.6 | 553.8849
2.602 | 554.777
2.604 | 555.6697
2.61 | 558.3518
2.614 | 560.1429
2.622 | 563.7327
2.623 | 564.1822
2.626 | 565.5314
2.627 | 565.9815
2.629 | 566.882
2.63 | 567.3326
2.631 | 567.7832
2.634 | 569.1362
2.637 | 570.4906
2.638 | 570.9423
2.64 | 571.8464
2.644 | 573.6562
2.645 | 574.1091
2.646 | 574.5621
2.652 | 577.2834
2.655 | 578.6462
2.659 | 580.4653
2.661 | 581.3759
2.665 | 583.1988
2.668 | 584.5675
2.671 | 585.9377
2.672 | 586.3948
2.689 | 594.1879
2.69 | 594.6477
2.692 | 595.5678
2.7 | 599.2542
2.701 | 599.7157
2.704 | 601.1011
2.705 | 601.5632
2.707 | 602.4879
2.708 | 602.9505
2.711 | 604.3391
2.712 | 604.8022
2.713 | 605.2656
2.714 | 605.729
2.715 | 606.1927
2.716 | 606.6565
2.717 | 607.1204
2.72 | 608.5131
2.722 | 609.4424
2.723 | 609.9072
2.724 | 610.3722
2.725 | 610.8374
2.726 | 611.3027
2.73 | 613.1655
2.732 | 614.0978
2.74 | 617.833
2.741 | 618.3006
2.742 | 618.7683
2.743 | 619.2362
2.747 | 621.1093
2.749 | 622.0468
2.757 | 625.8026
2.758 | 626.2728
2.762 | 628.1549
2.765 | 629.5681
2.766 | 630.0395
2.77 | 631.9265
2.775 | 634.2886
2.778 | 635.7076
2.779 | 636.181
2.789 | 640.9224
2.79 | 641.3974
2.795 | 643.7745
2.796 | 644.2504
2.798 | 645.2026
2.799 | 645.6789
2.8 | 646.1554
2.806 | 649.0173
2.807 | 649.4948
2.81 | 650.9283
2.813 | 652.363
2.818 | 654.7573
2.819 | 655.2366
2.82 | 655.7161
2.821 | 656.1957
2.829 | 660.0378
2.83 | 660.5187
2.832 | 661.481
2.841 | 665.8188
2.843 | 666.7843
2.85 | 670.1685
2.858 | 674.0449
2.862 | 675.9867
2.863 | 676.4725
2.866 | 677.9308
2.871 | 680.3642
2.878 | 683.7772
2.883 | 686.2194
2.884 | 686.7083
2.889 | 689.1549
2.895 | 692.0956
2.896 | 692.5863
2.897 | 693.077
2.905 | 697.0085
2.915 | 701.936
2.917 | 702.9232
2.92 | 704.4051
2.923 | 705.8884
2.925 | 706.8779
2.927 | 707.8681
2.929 | 708.8588
2.94 | 714.318
2.941 | 714.8151
2.943 | 715.8099
2.944 | 716.3074
2.947 | 717.8011
2.951 | 719.7946
2.954 | 721.2912
2.957 | 722.7892
2.958 | 723.2888
2.966 | 727.2907
2.967 | 727.7916
2.969 | 728.7938
2.974 | 731.3018
2.976 | 732.306
2.977 | 732.8084
2.98 | 734.3162
2.985 | 736.832
2.988 | 738.3433
2.994 | 741.3696
2.997 | 742.8846
3.001 | 744.9067
3.002 | 745.4126
3.006 | 747.4375
3.009 | 748.9577
3.014 | 751.4941
3.016 | 752.5097
3.018 | 753.5258
3.023 | 756.0686
3.024 | 756.5776
3.029 | 759.1246
3.032 | 760.6545
3.037 | 763.2072
3.039 | 764.2292
3.04 | 764.7404
3.041 | 765.2518
3.042 | 765.7633
3.045 | 767.2987
3.055 | 772.4258
3.056 | 772.9392
3.059 | 774.4805
3.063 | 776.5375
3.071 | 780.6581
3.076 | 783.238
3.08 | 785.3044
3.081 | 785.8214
3.082 | 786.3385
3.084 | 787.3731
3.085 | 787.8906
3.091 | 790.9986
3.095 | 793.0733
3.097 | 794.1115
3.1 | 795.6699
3.108 | 799.8315
3.109 | 800.3523
3.123 | 807.6584
3.125 | 808.7043
3.132 | 812.3693
3.133 | 812.8934
3.141 | 817.0913
3.143 | 818.1422
3.156 | 824.986
3.162 | 828.1524
3.163 | 828.6806
3.169 | 831.8527
3.172 | 833.4406
3.173 | 833.9702
3.185 | 840.3356
3.186 | 840.8669
3.187 | 841.3984
3.193 | 844.59
3.195 | 845.6549
3.198 | 847.2533
3.2 | 848.3196
3.208 | 852.5901
3.213 | 855.2636
3.214 | 855.7987
3.218 | 857.9404
3.22 | 859.012
3.226 | 862.2302
3.228 | 863.304
3.229 | 863.8411
3.232 | 865.4531
3.238 | 868.6809
3.242 | 870.8354
3.243 | 871.3743
3.245 | 872.4527
3.25 | 875.1508
3.254 | 877.3116
3.259 | 880.0157
3.269 | 885.4337
3.272 | 887.0617
3.28 | 891.4088
3.29 | 896.8545
3.299 | 901.7669
3.308 | 906.6898
3.31 | 907.7852
3.313 | 909.4293
3.315 | 910.5261
3.316 | 911.0746
3.329 | 918.2177
3.334 | 920.9709
3.339 | 923.7273
3.342 | 925.3827
3.344 | 926.487
3.345 | 927.0393
3.347 | 928.1443
3.352 | 930.9091
3.363 | 937.003
3.367 | 939.2229
3.368 | 939.7782
3.38 | 946.4515
3.39 | 952.0267
3.393 | 953.7017
3.401 | 958.1741
3.406 | 960.9735
3.409 | 962.6547
3.417 | 967.1433
3.419 | 968.2667
3.423 | 970.5151
3.427 | 972.7655
3.447 | 984.0477
3.448 | 984.6132
3.457 | 989.7077
3.458 | 990.2744
3.464 | 993.6771
3.472 | 998.2211
3.474 | 999.3583
3.482 | 1003.9123
3.484 | 1005.052
3.485 | 1005.622
3.5 | 1014.1877
3.508 | 1018.7674
3.513 | 1021.6337
3.518 | 1024.5031
3.534 | 1033.7059
3.543 | 1038.8963
3.546 | 1040.6286
3.562 | 1049.8861
3.566 | 1052.2054
3.571 | 1055.1072
3.575 | 1057.4308
3.58 | 1060.338
3.581 | 1060.9198
3.582 | 1061.5018
3.584 | 1062.666
3.593 | 1067.911
3.598 | 1070.8291
3.604 | 1074.3348
3.605 | 1074.9195
3.607 | 1076.0892
3.612 | 1079.0157
3.617 | 1081.9453
3.618 | 1082.5315
3.622 | 1084.8777
3.625 | 1086.6387
3.632 | 1090.7517
3.637 | 1093.6931
3.639 | 1094.8705
3.654 | 1103.7162
3.66 | 1107.2619
3.667 | 1111.404
3.669 | 1112.5885
3.674 | 1115.5519
3.679 | 1118.5181
3.682 | 1120.2993
3.687 | 1123.2703
3.69 | 1125.0543
3.694 | 1127.4346
3.697 | 1129.221
3.699 | 1130.4126
3.701 | 1131.6046
3.704 | 1133.3935
3.706 | 1134.5867
3.716 | 1140.5596
3.718 | 1141.7556
3.726 | 1146.5441
3.729 | 1148.3418
3.73 | 1148.9412
3.732 | 1150.1404
3.74 | 1154.942
3.748 | 1159.7509
3.75 | 1160.9543
3.776 | 1176.6401
3.777 | 1177.2449
3.779 | 1178.4549
3.785 | 1182.0878
3.787 | 1183.2996
3.793 | 1186.9379
3.797 | 1189.3657
3.798 | 1189.973
3.801 | 1191.7954
3.802 | 1192.4031
3.821 | 1203.9707
3.827 | 1207.6321
3.83 | 1209.4643
3.831 | 1210.0753
3.837 | 1213.7435
3.841 | 1216.1911
3.842 | 1216.8033
3.845 | 1218.6406
3.855 | 1224.7722
3.863 | 1229.6854
3.864 | 1230.3001
3.865 | 1230.9149
3.873 | 1235.837
3.887 | 1244.4679
3.892 | 1247.5557
3.896 | 1250.0278
3.907 | 1256.8354
3.908 | 1257.4549
3.918 | 1263.6562
3.921 | 1265.5188
3.922 | 1266.1399
3.924 | 1267.3823
3.927 | 1269.2468
3.937 | 1275.469
3.942 | 1278.5841
3.944 | 1279.831
3.949 | 1282.9499
3.95 | 1283.574
3.953 | 1285.4471
3.962 | 1291.072
3.963 | 1291.6975
3.97 | 1296.0792
3.971 | 1296.7056
3.975 | 1299.2123
3.979 | 1301.7207
3.98 | 1302.348
3.986 | 1306.1145
3.991 | 1309.2561
3.998 | 1313.659
4.007 | 1319.3275
4.013 | 1323.1113
4.018 | 1326.2674
4.021 | 1328.1623
4.026 | 1331.3227
4.029 | 1333.2202
4.034 | 1336.3848
4.035 | 1337.018
4.038 | 1338.9184
4.043 | 1342.0877
4.065 | 1356.0643
4.07 | 1359.2479
4.071 | 1359.8849
4.077 | 1363.7093
4.078 | 1364.3471
4.091 | 1372.6476
4.093 | 1373.9262
4.097 | 1376.4845
4.098 | 1377.1244
4.101 | 1379.0446
4.104 | 1380.9657
4.114 | 1387.3762
4.115 | 1388.0178
4.116 | 1388.6595
4.127 | 1395.7252
4.137 | 1402.1595
4.147 | 1408.604
4.148 | 1409.249
4.156 | 1414.4128
4.159 | 1416.3509
4.16 | 1416.9972
4.161 | 1417.6435
4.162 | 1418.29
4.166 | 1420.8768
4.167 | 1421.5237
4.169 | 1422.8179
4.175 | 1426.703
4.176 | 1427.3509
4.181 | 1430.5918
4.183 | 1431.8889
4.187 | 1434.4842
4.191 | 1437.0812
4.195 | 1439.6798
4.197 | 1440.9797
4.206 | 1446.8342
4.209 | 1448.7876
4.21 | 1449.4389
4.211 | 1450.0903
4.222 | 1457.2625
4.233 | 1464.4468
4.242 | 1470.3338
4.248 | 1474.263
4.252 | 1476.8845
4.258 | 1480.8196
4.275 | 1491.9886
4.283 | 1497.2545
4.289 | 1501.208
4.294 | 1504.5053
4.308 | 1513.7508
4.316 | 1519.0426
4.318 | 1520.3665
4.322 | 1523.0155
4.336 | 1532.2993
4.343 | 1536.9483
4.353 | 1543.5979
4.354 | 1544.2634
4.356 | 1545.5947
4.368 | 1553.5905
4.377 | 1559.5964
4.378 | 1560.2642
4.384 | 1564.273
4.389 | 1567.6163
4.401 | 1575.65
4.405 | 1578.3309
4.406 | 1579.0014
4.411 | 1582.3552
4.414 | 1584.3686
4.415 | 1585.0399
4.418 | 1587.0544
4.419 | 1587.7262
4.42 | 1588.3979
4.424 | 1591.0861
4.432 | 1596.4669
4.438 | 1600.5064
4.442 | 1603.2014
4.445 | 1605.2235
4.454 | 1611.2951
4.455 | 1611.9702
4.466 | 1619.4024
4.467 | 1620.0786
4.468 | 1620.7549
4.471 | 1622.7843
4.472 | 1623.461
4.474 | 1624.8146
4.475 | 1625.4916
4.479 | 1628.2003
4.481 | 1629.5553
4.483 | 1630.9106
4.492 | 1637.014
4.494 | 1638.3714
4.495 | 1639.0502
4.5 | 1642.4456
4.502 | 1643.8044
4.514 | 1651.9651
4.515 | 1652.6457
4.52 | 1656.0504
4.534 | 1665.5955
4.535 | 1666.278
4.549 | 1675.8424
4.55 | 1676.5262
4.554 | 1679.2626
4.555 | 1679.9469
4.557 | 1681.3158
4.559 | 1682.685
4.561 | 1684.0546
4.566 | 1687.4802
4.567 | 1688.1656
4.57 | 1690.2223
4.574 | 1692.9659
4.576 | 1694.3382
4.579 | 1696.3974
4.584 | 1699.8311
4.587 | 1701.8925
4.591 | 1704.6421
4.592 | 1705.3298
4.594 | 1706.7054
4.601 | 1711.5227
4.606 | 1714.9663
4.61 | 1717.7228
4.611 | 1718.4121
4.614 | 1720.4807
4.618 | 1723.2401
4.622 | 1726.0009
4.624 | 1727.3818
4.625 | 1728.0724
4.636 | 1735.6748
4.64 | 1738.442
4.645 | 1741.9029
4.647 | 1743.2879
4.651 | 1746.059
4.654 | 1748.1382
4.655 | 1748.8315
4.656 | 1749.5248
4.663 | 1754.3807
4.669 | 1758.5463
4.673 | 1761.3251
4.674 | 1762.02
4.689 | 1772.4543
4.693 | 1775.2401
4.694 | 1775.9368
4.695 | 1776.6335
4.697 | 1778.0273
4.703 | 1782.2107
4.704 | 1782.9083
4.705 | 1783.6059
4.706 | 1784.3036
4.708 | 1785.6993
4.724 | 1796.8772
4.729 | 1800.3749
4.746 | 1812.283
4.747 | 1812.9842
4.749 | 1814.387
4.754 | 1817.8954
4.756 | 1819.2993
4.759 | 1821.4059
4.761 | 1822.8107
4.764 | 1824.9186
4.766 | 1826.3242
4.768 | 1827.7302
4.772 | 1830.5433
4.775 | 1832.6539
4.779 | 1835.4693
4.78 | 1836.1734
4.786 | 1840.3996
4.787 | 1841.1042
4.791 | 1843.9237
4.792 | 1844.6288
4.793 | 1845.3339
4.794 | 1846.0392
4.798 | 1848.861
4.8 | 1850.2725
4.803 | 1852.3903
4.805 | 1853.8025
4.806 | 1854.5088
4.807 | 1855.2151
4.814 | 1860.1619
4.824 | 1867.2359
4.825 | 1867.9438
4.826 | 1868.6517
4.828 | 1870.0678
4.831 | 1872.1927
4.833 | 1873.6096
4.834 | 1874.3183
4.835 | 1875.0269
4.838 | 1877.1535
4.84 | 1878.5717
4.843 | 1880.6995
4.844 | 1881.409
4.853 | 1887.7977
4.857 | 1890.6393
4.861 | 1893.4823
4.864 | 1895.6153
4.866 | 1897.0378
4.867 | 1897.7491
4.868 | 1898.4606
4.875 | 1903.443
4.877 | 1904.8672
4.883 | 1909.142
4.888 | 1912.7067
4.892 | 1915.5598
4.893 | 1916.2733
4.896 | 1918.4143
4.898 | 1919.842
4.9 | 1921.2701
4.901 | 1921.9842
4.906 | 1925.5562
4.909 | 1927.7004
4.915 | 1931.991
4.916 | 1932.7063
4.918 | 1934.1373
4.921 | 1936.2844
4.925 | 1939.1484
4.932 | 1944.1634
4.935 | 1946.314
4.936 | 1947.031
4.945 | 1953.4876
4.946 | 1954.2054
4.948 | 1955.6413
4.952 | 1958.514
4.954 | 1959.9508
4.955 | 1960.6694
4.96 | 1964.2633
4.962 | 1965.7014
4.965 | 1967.8592
4.968 | 1970.0177
4.969 | 1970.7373
4.973 | 1973.6168
4.974 | 1974.3369
4.976 | 1975.7772
4.984 | 1981.5419
4.987 | 1983.705
4.995 | 1989.4767
5 | 1993.0866
5.001 | 1993.8088
5.003 | 1995.2535
5.005 | 1996.6985
5.008 | 1998.8665
5.01 | 2000.3123
5.014 | 2003.2048
5.015 | 2003.9282
5.019 | 2006.8223
5.02 | 2007.546
5.022 | 2008.9937
5.023 | 2009.7176
5.026 | 2011.89
5.027 | 2012.6143
5.03 | 2014.7876
5.034 | 2017.6864
5.035 | 2018.4113
5.037 | 2019.8613
5.042 | 2023.4878
5.049 | 2028.5682
5.05 | 2029.2943
5.051 | 2030.0205
5.052 | 2030.7467
5.054 | 2032.1994
5.055 | 2032.9259
5.057 | 2034.3791
5.061 | 2037.2864
5.066 | 2040.9223
5.067 | 2041.6497
5.073 | 2046.0158
5.075 | 2047.4717
5.078 | 2049.6563
5.079 | 2050.3847
5.08 | 2051.1131
5.082 | 2052.5702
5.084 | 2054.0275
5.086 | 2055.4852
5.088 | 2056.9432
5.091 | 2059.1308
5.092 | 2059.8602
5.095 | 2062.0487
5.101 | 2066.4278
5.102 | 2067.1579
5.107 | 2070.8097
5.109 | 2072.2709
5.11 | 2073.0017
5.117 | 2078.119
5.118 | 2078.8504
5.121 | 2081.0449
5.124 | 2083.2401
5.125 | 2083.972
5.128 | 2086.1681
5.134 | 2090.5624
5.135 | 2091.2951
5.138 | 2093.4935
5.139 | 2094.2264
5.146 | 2099.3593
5.147 | 2100.0929
5.148 | 2100.8265
5.152 | 2103.7618
5.154 | 2105.23
5.163 | 2111.8403
5.164 | 2112.5751
5.169 | 2116.2506
5.17 | 2116.9859
5.171 | 2117.7213
5.172 | 2118.4567
5.173 | 2119.1923
5.174 | 2119.9279
5.178 | 2122.8711
5.183 | 2126.5518
5.184 | 2127.2881
5.189 | 2130.9711
5.19 | 2131.7079
5.192 | 2133.1818
5.196 | 2136.1304
5.197 | 2136.8677
5.202 | 2140.5556
5.205 | 2142.7692
5.206 | 2143.5072
5.207 | 2144.2453
5.208 | 2144.9835
5.211 | 2147.1984
5.212 | 2147.9369
5.213 | 2148.6754
5.216 | 2150.8915
5.218 | 2152.3692
5.221 | 2154.5864
5.227 | 2159.0228
5.229 | 2160.5021
5.231 | 2161.9818
5.235 | 2164.9421
5.243 | 2170.8661
5.244 | 2171.607
5.246 | 2173.0889
5.257 | 2181.2446
5.258 | 2181.9865
5.259 | 2182.7284
5.26 | 2183.4704
5.261 | 2184.2125
5.264 | 2186.4392
5.265 | 2187.1816
5.266 | 2187.9241
5.267 | 2188.6666
5.274 | 2193.8664
5.277 | 2196.096
5.281 | 2199.0698
5.283 | 2200.5571
5.287 | 2203.5327
5.289 | 2205.0209
5.291 | 2206.5094
5.292 | 2207.2537
5.303 | 2215.4465
5.306 | 2217.6824
5.311 | 2221.4104
5.312 | 2222.1562
5.322 | 2229.6183
5.326 | 2232.6052
5.327 | 2233.3521
5.329 | 2234.8461
5.331 | 2236.3404
5.338 | 2241.5727
5.341 | 2243.8162
5.342 | 2244.5642
5.343 | 2245.3122
5.349 | 2249.802
5.351 | 2251.2992
5.352 | 2252.0479
5.353 | 2252.7966
5.355 | 2254.2944
5.36 | 2258.04
5.366 | 2262.5371
5.367 | 2263.2868
5.368 | 2264.0367
5.37 | 2265.5366
5.371 | 2266.2866
5.375 | 2269.2875
5.378 | 2271.5389
5.379 | 2272.2895
5.382 | 2274.5418
5.383 | 2275.2927
5.385 | 2276.7947
5.389 | 2279.7996
5.39 | 2280.551
5.391 | 2281.3025
5.392 | 2282.054
5.395 | 2284.309
5.397 | 2285.8127
5.4 | 2288.0688
5.404 | 2291.0779
5.405 | 2291.8304
5.409 | 2294.8409
5.41 | 2295.5937
5.411 | 2296.3466
5.412 | 2297.0995
5.414 | 2298.6056
5.415 | 2299.3588
5.42 | 2303.1256
5.421 | 2303.8792
5.422 | 2304.6329
5.424 | 2306.1404
5.43 | 2310.6646
5.431 | 2311.4189
5.432 | 2312.1732
5.437 | 2315.946
5.438 | 2316.7008
5.445 | 2321.9861
5.45 | 2325.7634
5.455 | 2329.5424
5.457 | 2331.0545
5.467 | 2338.6192
5.469 | 2340.133
5.476 | 2345.4334
5.477 | 2346.1908
5.478 | 2346.9484
5.482 | 2349.9792
5.485 | 2352.2531
5.489 | 2355.2858
5.49 | 2356.0442
5.493 | 2358.3197
5.496 | 2360.5958
5.498 | 2362.1136
5.5 | 2363.6316
5.505 | 2367.4279
5.508 | 2369.7065
5.509 | 2370.4662
5.51 | 2371.2259
5.516 | 2375.7857
5.519 | 2378.0666
5.52 | 2378.827
5.522 | 2380.348
5.527 | 2384.1518
5.528 | 2384.9128
5.53 | 2386.4349
5.536 | 2391.0029
5.537 | 2391.7645
5.539 | 2393.2878
5.54 | 2394.0496
5.542 | 2395.5733
5.543 | 2396.3353
5.544 | 2397.0973
5.546 | 2398.6216
5.548 | 2400.1462
5.55 | 2401.671
5.551 | 2402.4335
5.553 | 2403.9588
5.556 | 2406.2471
5.559 | 2408.5361
5.562 | 2410.8257
5.565 | 2413.1158
5.568 | 2415.4066
5.571 | 2417.698
5.576 | 2421.5183
5.577 | 2422.2826
5.578 | 2423.0469
5.581 | 2425.3403
5.583 | 2426.8695
5.586 | 2429.1639
5.593 | 2434.5198
5.599 | 2439.1132
5.604 | 2442.9429
5.605 | 2443.709
5.607 | 2445.2414
5.611 | 2448.3072
5.614 | 2450.6071
5.616 | 2452.1408
5.624 | 2458.278
5.635 | 2466.7236
5.638 | 2469.0283
5.639 | 2469.7967
5.64 | 2470.5652
5.641 | 2471.3337
5.644 | 2473.6396
5.645 | 2474.4083
5.646 | 2475.1772
5.648 | 2476.715
5.649 | 2477.4841
5.651 | 2479.0223
5.653 | 2480.5608
5.654 | 2481.3302
5.66 | 2485.9477
5.661 | 2486.7175
5.662 | 2487.4874
5.664 | 2489.0274
5.669 | 2492.8784
5.672 | 2495.1898
5.674 | 2496.731
5.677 | 2499.0434
5.681 | 2502.1275
5.692 | 2510.614
5.694 | 2512.1579
5.695 | 2512.9299
5.705 | 2520.6537
5.709 | 2523.745
5.711 | 2525.291
5.717 | 2529.9307
5.718 | 2530.7042
5.72 | 2532.2514
5.722 | 2533.7989
5.723 | 2534.5727
5.726 | 2536.8946
5.727 | 2537.6686
5.729 | 2539.217
5.731 | 2540.7656
5.732 | 2541.54
5.733 | 2542.3145
5.735 | 2543.8636
5.739 | 2546.9626
5.744 | 2550.8378
5.745 | 2551.613
5.749 | 2554.7146
5.75 | 2555.4901
5.752 | 2557.0414
5.754 | 2558.593
5.755 | 2559.3688
5.756 | 2560.1448
5.757 | 2560.9207
5.758 | 2561.6968
5.769 | 2570.2376
5.772 | 2572.5682
5.773 | 2573.3453
5.779 | 2578.0086
5.785 | 2582.6742
5.792 | 2588.1203
5.795 | 2590.4553
5.798 | 2592.7909
5.801 | 2595.127
5.808 | 2600.5801
5.809 | 2601.3594
5.811 | 2602.9181
5.814 | 2605.2566
5.815 | 2606.0363
5.82 | 2609.9354
5.828 | 2616.1773
5.831 | 2618.519
5.833 | 2620.0805
5.836 | 2622.4232
5.838 | 2623.9852
5.84 | 2625.5476
5.842 | 2627.1101
5.844 | 2628.673
5.845 | 2629.4545
5.848 | 2631.7994
5.851 | 2634.1448
5.852 | 2634.9267
5.854 | 2636.4908
5.866 | 2645.8803
5.875 | 2652.9283
5.881 | 2657.6297
5.885 | 2660.7652
5.886 | 2661.5492
5.887 | 2662.3333
5.892 | 2666.2547
5.896 | 2669.3928
5.9 | 2672.532
5.901 | 2673.3169
5.908 | 2678.8132
5.914 | 2683.5267
5.915 | 2684.3125
5.916 | 2685.0983
5.921 | 2689.0285
5.922 | 2689.8147
5.925 | 2692.1737
5.926 | 2692.9601
5.93 | 2696.1066
5.931 | 2696.8933
5.94 | 2703.9769
5.942 | 2705.5516
5.944 | 2707.1266
5.946 | 2708.7019
5.948 | 2710.2774
5.954 | 2715.0053
5.957 | 2717.3701
5.958 | 2718.1585
5.96 | 2719.7354
5.963 | 2722.1013
5.965 | 2723.6788
5.972 | 2729.2021
5.977 | 2733.149
5.978 | 2733.9386
5.983 | 2737.8874
5.985 | 2739.4673
5.986 | 2740.2573
5.987 | 2741.0474
5.988 | 2741.8376
5.989 | 2742.6278
5.99 | 2743.4181
5.997 | 2748.9517
6.001 | 2752.1151
6.002 | 2752.9061
6.012 | 2760.8193
6.015 | 2763.1944
6.017 | 2764.7781
6.02 | 2767.1541
6.022 | 2768.7384
6.026 | 2771.9077
6.028 | 2773.4927
6.03 | 2775.0779
6.035 | 2779.042
6.039 | 2782.2143
6.045 | 2786.9745
6.047 | 2788.5617
6.05 | 2790.943
6.053 | 2793.3248
6.054 | 2794.1188
6.056 | 2795.7071
6.059 | 2798.0899
6.06 | 2798.8843
6.061 | 2799.6787
6.062 | 2800.4732
6.067 | 2804.4466
6.073 | 2809.2166
6.074 | 2810.0118
6.076 | 2811.6024
6.077 | 2812.3978
6.082 | 2816.3755
6.085 | 2818.7629
6.087 | 2820.3547
6.088 | 2821.1507
6.091 | 2823.5391
6.094 | 2825.928
6.095 | 2826.7244
6.097 | 2828.3174
6.099 | 2829.9107
6.104 | 2833.8947
6.117 | 2844.26
6.125 | 2850.6435
6.126 | 2851.4417
6.127 | 2852.2399
6.13 | 2854.635
6.136 | 2859.4267
6.138 | 2861.0244
6.14 | 2862.6223
6.147 | 2868.2167
6.154 | 2873.814
6.164 | 2881.8149
6.165 | 2882.6153
6.17 | 2886.6181
6.174 | 2889.8214
6.175 | 2890.6223
6.177 | 2892.2244
6.18 | 2894.628
6.181 | 2895.4293
6.188 | 2901.0399
6.193 | 2905.0492
6.198 | 2909.0599
6.204 | 2913.8745
6.21 | 2918.6912
6.215 | 2922.7066
6.216 | 2923.5099
6.218 | 2925.1165
6.223 | 2929.1342
6.225 | 2930.7416
6.229 | 2933.9571
6.236 | 2939.5865
6.24 | 2942.8045
6.253 | 2953.269
6.254 | 2954.0743
6.261 | 2959.7133
6.264 | 2962.1308
6.268 | 2965.3549
6.271 | 2967.7736
6.272 | 2968.5799
6.273 | 2969.3863
6.275 | 2970.9993
6.277 | 2972.6124
6.281 | 2975.8394
6.284 | 2978.2602
6.285 | 2979.0672
6.287 | 2980.6815
6.29 | 2983.1033
6.292 | 2984.7181
6.294 | 2986.3331
6.295 | 2987.1407
6.299 | 2990.3715
6.307 | 2996.8359
6.308 | 2997.6442
6.314 | 3002.4951
6.317 | 3004.9212
6.319 | 3006.539
6.321 | 3008.1569
6.324 | 3010.5842
6.326 | 3012.2026
6.33 | 3015.4402
6.331 | 3016.2498
6.332 | 3017.0593
6.336 | 3020.2982
6.348 | 3030.02
6.349 | 3030.8305
6.351 | 3032.4516
6.361 | 3040.5605
6.368 | 3046.24
6.369 | 3047.0515
6.374 | 3051.1101
6.382 | 3057.6066
6.383 | 3058.4189
6.391 | 3064.9192
6.396 | 3068.9837
6.398 | 3070.6098
6.399 | 3071.4229
6.405 | 3076.3029
6.41 | 3080.371
6.412 | 3081.9986
6.415 | 3084.4404
6.416 | 3085.2545
6.42 | 3088.5112
6.421 | 3089.3255
6.423 | 3090.9542
6.428 | 3095.027
6.429 | 3095.8418
6.431 | 3097.4713
6.438 | 3103.1766
6.44 | 3104.8071
6.441 | 3105.6225
6.448 | 3111.3313
6.451 | 3113.7788
6.453 | 3115.4107
6.459 | 3120.3076
6.46 | 3121.1239
6.462 | 3122.7567
6.467 | 3126.8397
6.469 | 3128.4732
6.47 | 3129.2901
6.471 | 3130.107
6.479 | 3136.644
6.48 | 3137.4614
6.481 | 3138.2788
6.485 | 3141.549
6.486 | 3142.3667
6.489 | 3144.82
6.49 | 3145.6379
6.496 | 3150.5462
6.5 | 3153.8195
6.502 | 3155.4564
6.504 | 3157.0936
6.506 | 3158.7309
6.507 | 3159.5496
6.51 | 3162.0062
6.513 | 3164.4632
6.514 | 3165.2823
6.515 | 3166.1015
6.517 | 3167.7399
6.52 | 3170.198
6.524 | 3173.4762
6.525 | 3174.2959
6.526 | 3175.1156
6.528 | 3176.7552
6.529 | 3177.575
6.538 | 3184.9561
6.544 | 3189.8792
6.551 | 3195.625
6.557 | 3200.5519
6.563 | 3205.4807
6.568 | 3209.5894
6.571 | 3212.0552
6.577 | 3216.9882
6.578 | 3217.8105
6.58 | 3219.4554
6.582 | 3221.1004
6.583 | 3221.923
6.585 | 3223.5683
6.586 | 3224.3911
6.591 | 3228.5055
6.594 | 3230.9748
6.597 | 3233.4445
6.599 | 3235.0912
6.602 | 3237.5617
6.604 | 3239.2089
6.607 | 3241.6801
6.61 | 3244.1518
6.611 | 3244.9758
6.615 | 3248.2722
6.622 | 3254.0429
6.625 | 3256.5168
6.633 | 3263.116
6.634 | 3263.9411
6.639 | 3268.0675
6.645 | 3273.0207
6.646 | 3273.8464
6.648 | 3275.498
6.65 | 3277.1498
6.652 | 3278.8017
6.654 | 3280.4539
6.656 | 3282.1062
6.659 | 3284.5851
6.662 | 3287.0645
6.665 | 3289.5443
6.666 | 3290.371
6.667 | 3291.1977
6.669 | 3292.8513
6.671 | 3294.5052
6.672 | 3295.3321
6.673 | 3296.1592
6.675 | 3297.8134
6.676 | 3298.6406
6.678 | 3300.2951
6.684 | 3305.2598
6.686 | 3306.9151
6.687 | 3307.7428
6.696 | 3315.1944
6.704 | 3321.8214
6.71 | 3326.7936
6.717 | 3332.5968
6.721 | 3335.9139
6.723 | 3337.5728
6.725 | 3339.2318
6.727 | 3340.8911
6.732 | 3345.04
6.733 | 3345.87
6.738 | 3350.0204
6.74 | 3351.6808
6.746 | 3356.6635
6.751 | 3360.817
6.756 | 3364.9717
6.757 | 3365.8027
6.759 | 3367.4651
6.762 | 3369.9589
6.767 | 3374.1162
6.77 | 3376.6111
6.781 | 3385.763
6.784 | 3388.2599
6.785 | 3389.0923
6.798 | 3399.918
6.811 | 3410.7515
6.814 | 3413.2527
6.815 | 3414.0865
6.816 | 3414.9204
6.82 | 3418.2564
6.822 | 3419.9246
6.823 | 3420.7588
6.825 | 3422.4273
6.826 | 3423.2617
6.832 | 3428.2687
6.834 | 3429.9381
6.835 | 3430.7728
6.839 | 3434.1123
6.84 | 3434.9473
6.843 | 3437.4525
6.847 | 3440.7935
6.85 | 3443.2997
6.857 | 3449.1492
6.859 | 3450.8209
6.861 | 3452.4928
6.864 | 3455.001
6.865 | 3455.8371
6.867 | 3457.5096
6.87 | 3460.0186
6.875 | 3464.2011
6.876 | 3465.0378
6.878 | 3466.7113
6.88 | 3468.3849
6.884 | 3471.7327
6.89 | 3476.7558
6.891 | 3477.5932
6.901 | 3485.9692
6.902 | 3486.807
6.904 | 3488.4829
6.911 | 3494.3497
6.912 | 3495.188
6.916 | 3498.5417
6.917 | 3499.3803
6.925 | 3506.0902
6.929 | 3509.4462
6.93 | 3510.2854
6.938 | 3517
6.939 | 3517.8395
6.941 | 3519.5187
6.948 | 3525.3974
6.949 | 3526.2374
6.95 | 3527.0774
6.951 | 3527.9175
6.959 | 3534.6397
6.962 | 3537.1613
6.965 | 3539.6833
6.971 | 3544.7285
6.973 | 3546.4106
6.976 | 3548.934
6.98 | 3552.2993
6.985 | 3556.5069
6.986 | 3557.3485
6.989 | 3559.8737
6.998 | 3567.4518
7.003 | 3571.6634
7.009 | 3576.7188
7.014 | 3580.9328
7.016 | 3582.6187
7.024 | 3589.3642
7.029 | 3593.5816
7.03 | 3594.4252
7.032 | 3596.1125
7.037 | 3600.3316
7.039 | 3602.0196
7.041 | 3603.7077
7.048 | 3609.6176
7.049 | 3610.462
7.054 | 3614.6849
7.058 | 3618.064
7.063 | 3622.2888
7.068 | 3626.5148
7.072 | 3629.8963
7.074 | 3631.5873
7.077 | 3634.1242
7.079 | 3635.8157
7.084 | 3640.0451
7.088 | 3643.4294
7.092 | 3646.8144
7.103 | 3656.1268
7.118 | 3668.834
7.126 | 3675.6151
7.139 | 3686.6403
7.14 | 3687.4887
7.141 | 3688.3371
7.143 | 3690.0341
7.144 | 3690.8826
7.145 | 3691.7313
7.146 | 3692.5799
7.151 | 3696.8238
7.157 | 3701.9179
7.16 | 3704.4655
7.161 | 3705.3148
7.162 | 3706.1641
7.163 | 3707.0135
7.165 | 3708.7123
7.178 | 3719.7592
7.179 | 3720.6092
7.19 | 3729.9626
7.191 | 3730.8132
7.192 | 3731.6638
7.195 | 3734.2159
7.196 | 3735.0666
7.197 | 3735.9175
7.198 | 3736.7683
7.199 | 3737.6192
7.202 | 3740.1722
7.203 | 3741.0233
7.211 | 3747.8333
7.216 | 3752.091
7.219 | 3754.6461
7.228 | 3762.3137
7.229 | 3763.1658
7.245 | 3776.8061
7.251 | 3781.9239
7.252 | 3782.7771
7.253 | 3783.6302
7.258 | 3787.8967
7.262 | 3791.3106
7.268 | 3796.4326
7.271 | 3798.9943
7.276 | 3803.2644
7.277 | 3804.1186
7.278 | 3804.9728
7.279 | 3805.827
7.287 | 3812.6624
7.296 | 3820.3554
7.297 | 3821.2104
7.301 | 3824.6307
7.302 | 3825.4859
7.308 | 3830.6179
7.31 | 3832.3289
7.311 | 3833.1844
7.315 | 3836.6071
7.318 | 3839.1745
7.321 | 3841.7423
7.327 | 3846.8789
7.335 | 3853.73
7.336 | 3854.5866
7.339 | 3857.1566
7.342 | 3859.7269
7.343 | 3860.5838
7.351 | 3867.4401
7.353 | 3869.1546
7.354 | 3870.0119
7.363 | 3877.7295
7.368 | 3882.0185
7.372 | 3885.4504
7.375 | 3888.0247
7.379 | 3891.4577
7.382 | 3894.0329
7.39 | 3900.9019
7.397 | 3906.9143
7.4 | 3909.4916
7.403 | 3912.0693
7.408 | 3916.3663
7.41 | 3918.0854
7.411 | 3918.945
7.416 | 3923.2436
7.422 | 3928.4032
7.426 | 3931.8437
7.434 | 3938.7267
7.435 | 3939.5873
7.436 | 3940.4478
7.447 | 3949.917
7.451 | 3953.3614
7.452 | 3954.2227
7.458 | 3959.3908
7.472 | 3971.4554
7.477 | 3975.766
7.478 | 3976.6283
7.484 | 3981.8026
7.492 | 3988.7038
7.501 | 3996.4707
7.502 | 3997.3339
7.503 | 3998.1971
7.507 | 4001.6504
7.51 | 4004.2407
7.518 | 4011.1501
7.527 | 4018.926
7.541 | 4031.0282
7.542 | 4031.8929
7.544 | 4033.6225
7.551 | 4039.6773
7.552 | 4040.5424
7.571 | 4056.9868
7.574 | 4059.5846
7.576 | 4061.3166
7.584 | 4068.2463
7.592 | 4075.1784
7.595 | 4077.7785
7.596 | 4078.6453
7.602 | 4083.8469
7.604 | 4085.5811
7.608 | 4089.0498
7.612 | 4092.5192
7.616 | 4095.9892
7.619 | 4098.5921
7.623 | 4102.0632
7.626 | 4104.6668
7.628 | 4106.4028
7.629 | 4107.2709
7.63 | 4108.1389
7.64 | 4116.8218
7.641 | 4117.6903
7.647 | 4122.9021
7.656 | 4130.7222
7.658 | 4132.4605
7.659 | 4133.3296
7.66 | 4134.1989
7.661 | 4135.0681
7.663 | 4136.8067
7.667 | 4140.2843
7.669 | 4142.0234
7.671 | 4143.7626
7.678 | 4149.851
7.679 | 4150.7209
7.682 | 4153.3308
7.691 | 4161.1627
7.692 | 4162.0331
7.694 | 4163.774
7.698 | 4167.2563
7.7 | 4168.9977
7.705 | 4173.3517
7.715 | 4182.0625
7.716 | 4182.9338
7.719 | 4185.5478
7.723 | 4189.0338
7.726 | 4191.6486
7.732 | 4196.8793
7.733 | 4197.7512
7.735 | 4199.4951
7.741 | 4204.7278
7.743 | 4206.4723
7.747 | 4209.9618
7.754 | 4216.0697
7.756 | 4217.8152
7.757 | 4218.688
7.758 | 4219.5608
7.764 | 4224.7985
7.766 | 4226.5447
7.771 | 4230.9108
7.773 | 4232.6575
7.784 | 4242.2669
7.789 | 4246.6363
7.792 | 4249.2584
7.793 | 4250.1324
7.805 | 4260.6244
7.807 | 4262.3735
7.812 | 4266.747
7.817 | 4271.1214
7.824 | 4277.2471
7.83 | 4282.4991
7.831 | 4283.3746
7.839 | 4290.3795
7.844 | 4294.7587
7.847 | 4297.3867
7.851 | 4300.8912
7.867 | 4314.9147
7.874 | 4321.0529
7.881 | 4327.1927
7.887 | 4332.4569
7.889 | 4334.2119
7.891 | 4335.967
7.895 | 4339.4777
7.897 | 4341.2332
7.904 | 4347.3788
7.906 | 4349.135
7.912 | 4354.4044
7.913 | 4355.2827
7.914 | 4356.1611
7.917 | 4358.7965
7.919 | 4360.5536
7.926 | 4366.7046
7.932 | 4371.9782
7.941 | 4379.8909
7.942 | 4380.7703
7.943 | 4381.6497
7.944 | 4382.5291
7.945 | 4383.4086
7.946 | 4384.2881
7.96 | 4396.6049
7.963 | 4399.245
7.968 | 4403.646
7.983 | 4416.8542
7.985 | 4418.6159
7.992 | 4424.7828
7.994 | 4426.5451
7.996 | 4428.3076
8.005 | 4436.2402
8.006 | 4437.1218
8.01 | 4440.6484
8.021 | 4450.3495
8.028 | 4456.5251
8.029 | 4457.4074
8.046 | 4472.4127
8.047 | 4473.2957
8.053 | 4478.5942
8.056 | 4481.2439
8.062 | 4486.5443
8.063 | 4487.4278
8.069 | 4492.7296
8.077 | 4499.8005
8.1 | 4520.1413
8.101 | 4521.0261
8.102 | 4521.9109
8.109 | 4528.1056
8.118 | 4536.0726
8.124 | 4541.3854
8.128 | 4544.9279
8.129 | 4545.8136
8.132 | 4548.471
8.133 | 4549.3568
8.134 | 4550.2427
8.136 | 4552.0146
8.145 | 4559.9896
8.147 | 4561.7622
8.148 | 4562.6486
8.153 | 4567.0808
8.157 | 4570.6272
8.184 | 4594.5789
8.186 | 4596.3541
8.191 | 4600.7926
8.196 | 4605.2318
8.198 | 4607.0078
8.199 | 4607.8958
8.2 | 4608.7838
8.212 | 4619.443
8.226 | 4631.8846
8.233 | 4638.1078
8.24 | 4644.3325
8.242 | 4646.1113
8.245 | 4648.7798
8.261 | 4663.0163
8.263 | 4664.7964
8.288 | 4687.0591
8.297 | 4695.0785
8.303 | 4700.4262
8.306 | 4703.1005
8.311 | 4707.5583
8.318 | 4713.8005
8.321 | 4716.4762
8.324 | 4719.1522
8.325 | 4720.0443
8.328 | 4722.7207
8.331 | 4725.3973
8.334 | 4728.0743
8.34 | 4733.429
8.394 | 4781.6725
8.396 | 4783.4611
8.401 | 4787.933
8.41 | 4795.9844
8.415 | 4800.4584
8.422 | 4806.7234
8.426 | 4810.3041
8.43 | 4813.8853
8.441 | 4823.736
8.451 | 4832.6945
8.455 | 4836.2788
8.463 | 4843.4487
8.464 | 4844.3451
8.465 | 4845.2415
8.472 | 4851.5173
8.479 | 4857.7945
8.48 | 4858.6914
8.493 | 4870.3534
8.494 | 4871.2507
8.502 | 4878.4302
8.504 | 4880.2254
8.506 | 4882.0207
8.53 | 4903.5735
8.535 | 4908.0659
8.552 | 4923.3456
8.559 | 4929.6397
8.6 | 4966.5347
8.622 | 4986.3525
8.625 | 4989.0561
8.66 | 5020.6168
8.666 | 5026.0308
8.673 | 5032.3485
8.704 | 5060.3438
8.708 | 5063.9582
8.724 | 5078.4201
8.725 | 5079.3242
8.73 | 5083.8452
8.758 | 5109.176
8.766 | 5116.4175
8.773 | 5122.7553
8.782 | 5130.9059
8.786 | 5134.5292
8.798 | 5145.4016
8.808 | 5154.4651
8.809 | 5155.3716
8.822 | 5167.1587
8.824 | 5168.9725
8.838 | 5181.6724
8.845 | 5188.0244
8.852 | 5194.3778
8.871 | 5211.6295
8.892 | 5230.7088
8.9 | 5237.9804
8.922 | 5257.9861
8.928 | 5263.4446
8.932 | 5267.0841
8.957 | 5289.8409
8.968 | 5299.8592
8.987 | 5317.1714
9.001 | 5329.934
9.026 | 5352.7375
9.062 | 5385.6039
9.086 | 5407.534
9.115 | 5434.0531
9.127 | 5445.033
9.142 | 5458.7631
9.173 | 5487.1573
9.209 | 5520.1625
9.227 | 5536.6776
9.242 | 5550.4464
9.247 | 5555.0374
9.263 | 5569.7325
9.269 | 5575.2449
9.332 | 5633.1796
9.342 | 5642.3847
9.348 | 5647.909
9.36 | 5658.9603
9.372 | 5670.0151
9.378 | 5675.5438
9.389 | 5685.6822
9.394 | 5690.2915
9.398 | 5693.9794
9.4 | 5695.8235
9.407 | 5702.2786
9.419 | 5713.3474
9.421 | 5715.1925
9.424 | 5717.9604
9.432 | 5725.3425
9.449 | 5741.0346
9.455 | 5746.5747
9.492 | 5780.7579
9.494 | 5782.6065
9.529 | 5814.974
9.534 | 5819.6003
9.54 | 5825.1527
9.555 | 5839.0374
9.589 | 5870.5291
9.606 | 5886.2853
9.609 | 5889.0665
9.635 | 5913.179
9.659 | 5935.4508
9.68 | 5954.9496
9.688 | 5962.3804
9.719 | 5991.1886
9.721 | 5993.048
9.738 | 6008.8562
9.754 | 6023.7406
9.755 | 6024.671
9.76 | 6029.3237
9.785 | 6052.5956
9.786 | 6053.5268
9.798 | 6064.7026
9.801 | 6067.497
9.843 | 6106.6407
9.881 | 6142.0903
9.886 | 6146.7571
9.891 | 6151.4245
9.936 | 6193.4556
9.94 | 6197.1938
9.951 | 6207.4758
9.981 | 6235.531
9.995 | 6248.6301
10.01 | 6262.6696
10.012 | 6264.5419
10.038 | 6288.8895
10.122 | 6367.6497
10.138 | 6382.6686
10.15 | 6393.9363
10.155 | 6398.632
10.172 | 6414.6015
10.179 | 6421.1789
10.186 | 6427.7573
10.202 | 6442.7975
10.255 | 6492.656
10.256 | 6493.5973
10.278 | 6514.3106
10.293 | 6528.439
10.348 | 6580.282
10.389 | 6618.9681
10.393 | 6622.7442
10.44 | 6667.1365
10.46 | 6686.0401
10.483 | 6707.7889
10.518 | 6740.9046
10.587 | 6806.2593
10.588 | 6807.2071
10.6 | 6818.5827
10.699 | 6912.535
10.741 | 6952.449
10.752 | 6962.908
10.786 | 6995.2501
10.789 | 6998.1048
10.79 | 6999.0564
10.797 | 7005.7182
10.802 | 7010.4772
10.803 | 7011.4291
10.817 | 7024.7569
10.847 | 7053.3285
10.904 | 7107.6594
10.99 | 7189.7418
11.001 | 7200.2501
11.045 | 7242.3046
11.06 | 7256.649
11.061 | 7257.6054
11.063 | 7259.5184
11.076 | 7271.954
11.08 | 7275.781
11.094 | 7289.1774
11.103 | 7297.7912
11.201 | 7391.6752
11.24 | 7429.0823
11.245 | 7433.8799
11.335 | 7520.3077
11.39 | 7573.1899
11.409 | 7591.4697
11.416 | 7598.2058
11.464 | 7644.4175
11.477 | 7656.9395
11.485 | 7664.6467
11.519 | 7697.4135
11.601 | 7776.5137
11.622 | 7796.7878
11.636 | 7810.3077
11.662 | 7835.424
11.7 | 7872.151
11.72 | 7891.4897
11.749 | 7919.5417
11.791 | 7960.1909
11.807 | 7975.6832
11.817 | 7985.3678
11.921 | 8086.1747
12.015 | 8177.4231
12.259 | 8414.8578
12.261 | 8416.8073
12.345 | 8498.7363
12.708 | 8853.8327
12.774 | 8918.5712
12.827 | 8970.5959
12.89 | 9032.4796
12.962 | 9103.2603
13.117 | 9255.8348
13.126 | 9264.7022
13.29 | 9426.4391
13.357 | 9492.5967
13.532 | 9665.6134
13.555 | 9688.3755
13.795 | 9926.1975
14.191 | 10319.7445
14.402 | 10529.9708
15.132 | 11259.7621
15.246 | 11374.0322
16.156 | 12288.4288
17.245 | 13385.9693
17.968 | 14115.0776