## Meta
Site | Rating Curve Calibration Method | Rating Curve Calibration OK? | Flow Data QA/QC Done? | Notes
Cloverdale | Linear Regression | OK - need OK for the minor revisions to the HEC-RAS HvF table |  | Slightly modified HEC-RAS data to smooth curve (PT stages of 66.96" and 91.01"). Updated 10/29/2020.
Kit Carson | Horizontal Shift (along PT stage) | OK |  | Refined shift to minimize difference in absolute errors between manual measurements on 3/3/2020 and 3/12/2020. Updated 10/29/2020.
Del Dios | Horizontal Shift (along PT stage) | OK - need OK for baseflow at 0" |  | Updated 10/29/2020.
Felicita | Horizontal Shift (along PT stage) | OK - need OK for baseflow at 0" |  | Updated 10/29/2020.
Guejito | Horizontal Shift (along PT stage) Vertical Shift (along flow) | OK- need OK for horizontal/vertical shift instead of regression |  | Performed horizontal shift because linear regression was too complicated on higher end. Performed vertical shift too because just a horizontal shift would result in level readings up to 3 or 4 inches resulting in zero flow - which is definitely false because this site is ephemeral. Updated 10/29/2020.
San Dieguito | Horizontal Shift (along PT stage) Vertical Shift (along flow) | OK - needs a gut-check. This shift was complicated. |  | Performed horizontal shift because linear regression was too complicated. Performed vertical shift because just a horizontal shift would result in level readings on the lower end resulting in zero flow - which is definitely false because this site it ephemeral. However, levels up to the pipe invert are zero, so I assumed that level on the PT was ~2 in. Updated 10/29/2020.
Sycamore | Horizontal Shift (along PT stage) Vertical Shift (along flow) | OK - needs a gut-check |  | Performed horizontal shift because linear regression was too complicated. Performed vertical shift because just a horizontal shift would result in level readings on the lower end resulting in zero flow. Updated 10/29/2020.
Green Valley | Horizontal Shift (along PT stage) | OK - need OK for baseflow at 0" |  | Updated 10/29/2020.
Moonsong | Horizontal Shift (along PT stage) Vertical Shift (along flow) | OK |  | Performed horizontal shift because linear regression was too complicated. Performed vertical shift because just a horizontal shift would result in level readings on the lower end resulting in zero flow. Updated 10/29/2020.

## DelDios
Calibrated Rating Curve (5-28-2021)
Stage_in | Flow_cfs
-2.1104 | 0
-1.8604 | 0.01109
-1.6104 | 0.022181
-1.3604 | 0.033271
-1.1104 | 0.044361
-0.61036 | 0.066542
-0.11036 | 0.088723
0.38964 | 0.1109
0.88964 | 0.13308
1.3896 | 0.15526
1.8896 | 0.17745
2.3981 | 0.2
2.7028 | 0.25
3.3806 | 0.4
3.7512 | 0.5
4.1277 | 0.6
4.5752 | 0.75
4.703 | 0.8
5.2285 | 1
5.7493 | 1.25
6.2056 | 1.5
6.6172 | 1.75
6.9823 | 2
7.3243 | 2.25
7.6495 | 2.5
7.9293 | 2.75
8.215 | 3
8.4794 | 3.25
8.7339 | 3.5
8.9763 | 3.75
9.2096 | 4
9.4407 | 4.25
9.6578 | 4.5
9.8662 | 4.75
10.0801 | 5
10.2797 | 5.25
10.484 | 5.5
10.6682 | 5.75
10.8506 | 6
11.0256 | 6.25
11.1999 | 6.5
11.3684 | 6.75
11.538 | 7
11.7035 | 7.25
11.8375 | 7.5
11.9928 | 7.75
12.1411 | 8
12.2905 | 8.25
12.4425 | 8.5
12.6044 | 8.75
12.7399 | 9
12.8761 | 9.25
13.0116 | 9.5
13.1573 | 9.75
13.2921 | 10
13.4243 | 10.25
13.5528 | 10.5
13.6792 | 10.75
13.8187 | 11
13.9396 | 11.25
14.059 | 11.5
14.1461 | 11.75
14.2677 | 12
14.3885 | 12.25
14.5076 | 12.5
14.6328 | 12.75
14.7496 | 13
14.8657 | 13.25
14.9807 | 13.5
15.0939 | 13.75
15.2176 | 14
15.3381 | 14.25
15.4388 | 14.5
15.5194 | 14.75
15.6216 | 15
15.7208 | 15.25
15.8201 | 15.5
15.9211 | 15.75
16.0185 | 16
16.1207 | 16.25
16.2178 | 16.5
16.3144 | 16.75
16.4115 | 17
16.5078 | 17.25
16.6048 | 17.5
16.6986 | 17.75
16.7945 | 18
16.8865 | 18.25
16.9802 | 18.5
17.0714 | 18.75
17.1637 | 19
17.2538 | 19.25
17.3435 | 19.5
17.4244 | 19.75
17.5149 | 20
17.6039 | 20.25
17.6907 | 20.5
17.7786 | 20.75
17.8628 | 21
17.9463 | 21.25
18.0298 | 21.5
18.114 | 21.75
18.1968 | 22
18.2788 | 22.25
18.3597 | 22.5
18.4418 | 22.75
18.5223 | 23
18.6025 | 23.25
18.6842 | 23.5
18.7622 | 23.75
18.8428 | 24
18.9208 | 24.25
18.9991 | 24.5
19.0749 | 24.75
19.1504 | 25
19.2207 | 25.25
19.2888 | 25.5
19.3599 | 25.75
19.428 | 26
19.4946 | 26.25
19.5627 | 26.5
19.6224 | 26.75
19.6909 | 27
19.7583 | 27.25
19.8268 | 27.5
19.8883 | 27.75
19.9458 | 28
20.0048 | 28.25
20.0637 | 28.5
20.1208 | 28.75
20.1337 | 28.8
20.1802 | 29
20.238 | 29.25
20.2963 | 29.5
20.3552 | 29.75
20.4131 | 30
21.5121 | 35
22.5741 | 40
23.5687 | 45
24.4879 | 50
25.3353 | 55
26.1666 | 60
26.958 | 65
27.6963 | 70
28.4452 | 75
29.4995 | 82.5
29.8364 | 85
30.4952 | 90
31.1313 | 95
31.7755 | 100
32.9686 | 110
34.1028 | 120
34.7524 | 126
35.1747 | 130
36.1975 | 140
37.0566 | 150
38.0143 | 160
38.9045 | 170
39.7578 | 180
41.8071 | 200
44.3841 | 222
46.283 | 240
48.6706 | 264
50.0491 | 280
52.0746 | 300
53.0476 | 310
53.9829 | 320
55.967 | 340
58.0965 | 361

## Felicita
Calibrated Rating Curve (5-28-2021)
Stage_in | Flow_cfs
-0.48205 | 0
1.4973 | 0.1
2.0192 | 0.2
2.2535 | 0.25
2.7446 | 0.4
2.9669 | 0.5
3.2526 | 0.6
3.551 | 0.75
3.6503 | 0.8
3.9821 | 1
4.3527 | 1.25
4.6672 | 1.5
4.9199 | 1.75
5.1982 | 2
5.4106 | 2.25
5.6436 | 2.5
5.8497 | 2.75
6.0508 | 3
6.2313 | 3.25
6.4456 | 3.5
6.6074 | 3.75
6.7708 | 4
6.9063 | 4.25
7.0509 | 4.5
7.1619 | 4.75
7.3182 | 5
7.4354 | 5.25
7.5845 | 5.5
7.7412 | 5.75
7.8679 | 6
7.995 | 6.25
8.1052 | 6.5
8.2111 | 6.75
8.3231 | 7
8.4297 | 7.25
8.5359 | 7.5
8.6384 | 7.75
8.7483 | 8
8.8494 | 8.25
8.9453 | 8.5
9.0533 | 8.75
9.1632 | 9
9.2551 | 9.25
9.3555 | 9.5
9.4481 | 9.75
9.562 | 10
9.644 | 10.25
9.7268 | 10.5
9.8261 | 10.75
9.9055 | 11
9.9832 | 11.25
10.0439 | 11.5
10.1135 | 11.75
10.1904 | 12
10.2633 | 12.25
10.3384 | 12.5
10.4189 | 12.75
10.4962 | 13
10.5772 | 13.25
10.6533 | 13.5
10.7299 | 13.75
10.8027 | 14
10.9002 | 14.25
10.9771 | 14.5
11.0477 | 14.75
11.106 | 15
11.1788 | 15.25
11.2638 | 15.5
11.3378 | 15.75
11.3964 | 16
11.4612 | 16.25
11.5125 | 16.5
11.6025 | 16.75
11.6622 | 17
11.7223 | 17.25
11.7875 | 17.5
11.8366 | 17.75
11.8926 | 18
11.9486 | 18.25
12.0057 | 18.5
12.0585 | 18.75
12.1105 | 19
12.1603 | 19.25
12.228 | 19.5
12.3108 | 19.75
12.3643 | 20
12.4353 | 20.25
12.4829 | 20.5
12.5298 | 20.75
12.5796 | 21
12.655 | 21.25
12.7107 | 21.5
12.7814 | 21.75
12.8334 | 22
12.8751 | 22.25
12.9275 | 22.5
12.9773 | 22.75
15.8444 | 40
17.8439 | 56.6
18.1694 | 60
19.6559 | 80
21.4023 | 100
23.3297 | 120
25.1864 | 140
26.9662 | 160
28.1154 | 174
28.6134 | 180
30.1845 | 200
31.683 | 220
33.1522 | 240
34.5988 | 260
35.7391 | 276
35.9644 | 280
37.2835 | 300
40.642 | 350
43.5105 | 400
44.2883 | 413
46.4691 | 450
49.1901 | 500
50.5619 | 525
51.8803 | 550
54.5547 | 600
56.6066 | 641
57.049 | 650
59.355 | 700
61.8335 | 750
62.6769 | 769
64.1055 | 800
66.5646 | 850
69.0087 | 900
69.6433 | 920

## KitCarson
Calibrated Rating Curve (7-2-2021)
Stage_in | Flow_cfs
0 | 0.5
7.9545 | 1.3
8.0826 | 1.55
8.1577 | 1.8
8.2207 | 2.05
8.2771 | 2.3
8.3287 | 2.55
8.3771 | 2.8
8.4229 | 3.05
8.4664 | 3.3
8.5085 | 3.55
8.5488 | 3.8
8.5876 | 4.05
8.6254 | 4.3
8.6624 | 4.55
8.6982 | 4.8
8.733 | 5.05
8.7675 | 5.3
8.8008 | 5.55
8.8337 | 5.8
8.866 | 6.05
8.8978 | 6.3
8.929 | 6.55
8.9597 | 6.8
8.9897 | 7.05
9.0198 | 7.3
9.1066 | 8.05
9.1348 | 8.3
9.163 | 8.55
9.1904 | 8.8
9.2179 | 9.05
9.2446 | 9.3
9.2714 | 9.55
9.2981 | 9.8
9.3241 | 10.05
9.3501 | 10.3
9.3761 | 10.55
9.4014 | 10.8
9.4266 | 11.05
9.4519 | 11.3
9.4764 | 11.55
9.5013 | 11.8
9.5259 | 12.05
9.55 | 12.3
9.6255 | 12.55
9.7467 | 12.8
9.865 | 13.05
9.9796 | 13.3
10.0953 | 13.55
10.2048 | 13.8
10.3176 | 14.05
10.4279 | 14.3
10.5363 | 14.55
10.6428 | 14.8
10.7494 | 15.05
10.8538 | 15.3
10.9574 | 15.55
11.0603 | 15.8
11.1614 | 16.05
11.2614 | 16.3
11.3606 | 16.55
11.4587 | 16.8
11.5565 | 17.05
11.6517 | 17.3
11.7469 | 17.55
11.8422 | 17.8
11.9414 | 18.05
12.0341 | 18.3
12.1263 | 18.55
12.2172 | 18.8
12.3065 | 19.05
12.3955 | 19.3
12.483 | 19.55
12.5706 | 19.8
12.657 | 20.05
12.743 | 20.3
12.8291 | 20.55
12.9133 | 20.8
12.9961 | 21.05
13.0792 | 21.3
13.2422 | 21.8
13.403 | 22.3
13.5619 | 22.8
13.7186 | 23.3
13.8732 | 23.8
14.0251 | 24.3
14.172 | 24.8
14.321 | 25.3
14.5096 | 25.8
14.6506 | 26.3
14.7898 | 26.8
14.9275 | 27.3
15.0645 | 27.8
15.1978 | 28.3
15.3311 | 28.8
15.4629 | 29.3
15.5936 | 29.8
15.731 | 30.3
15.8588 | 30.8
15.9851 | 31.3
16.1122 | 31.8
16.2363 | 32.3
16.3575 | 32.8
16.5128 | 33.3
16.5945 | 33.8
16.7128 | 34.3
16.83 | 34.8
16.9464 | 35.3
17.0618 | 35.8
17.1768 | 36.3
17.2914 | 36.8
17.4078 | 37.3
17.5225 | 37.8
17.6364 | 38.3
17.7499 | 38.8
17.8623 | 39.3
17.9733 | 39.8
18.0835 | 40.3
18.1937 | 40.8
18.3018 | 41.3
18.5175 | 42.3
18.7291 | 43.3
18.9379 | 44.3
19.1433 | 45.3
19.3458 | 46.3
19.5447 | 47.3
19.7413 | 48.3
19.9351 | 49.3
20.1193 | 50.3
20.3082 | 51.3
20.4961 | 52.3
20.6803 | 53.3
20.8627 | 54.3
21.0718 | 55.3
21.2424 | 56.3
21.412 | 57.3
21.5793 | 58.3
21.7354 | 59.3
21.936 | 60.3
22.0715 | 61.3
22.2283 | 62.3
22.3879 | 63.3
22.5465 | 64.3
22.7443 | 65.3
22.9006 | 66.3
23.0588 | 67.3
23.2123 | 68.3
23.3646 | 69.3
23.5151 | 70.3
23.6653 | 71.3
23.8224 | 72.3
23.9718 | 73.3
24.1194 | 74.3
24.2655 | 75.3
24.4105 | 76.3
24.5544 | 77.3
24.6965 | 78.3
24.8386 | 79.3
24.9785 | 80.3
25.1122 | 81.3
25.251 | 82.3
25.3887 | 83.3
25.5253 | 84.3
25.6608 | 85.3
25.7955 | 86.3
25.9288 | 87.3
26.0614 | 88.3
26.1932 | 89.3
26.3232 | 90.3
26.4532 | 91.3
26.5825 | 92.3
26.7118 | 93.3
26.8411 | 94.3
26.9689 | 95.3
27.0908 | 96.3
27.2117 | 97.3
27.3285 | 98.3
27.4453 | 99.3
27.5614 | 100.3
27.6768 | 101.3
27.7888 | 102.3
32.7861 | 151.3
37.2026 | 201.3
41.2104 | 251.3
44.8755 | 301.3
46.7355 | 328.3
48.2615 | 351.3
51.4072 | 401.3
54.3636 | 451.3
57.1564 | 501.3
59.0771 | 538.3
59.7323 | 551.3
62.1819 | 601.3
64.5059 | 651.3
66.7178 | 701.3
68.7989 | 751.3
70.8168 | 801.3
72.1333 | 836.3
72.698 | 851.3
74.5488 | 901.3
76.3363 | 951.3
78.0824 | 1001.3
79.7875 | 1051.3
81.1187 | 1091.3
81.4438 | 1101.3
84.6749 | 1201.3
87.7936 | 1301.3
89.6257 | 1361.3
90.8379 | 1401.3
93.8306 | 1501.3
96.7654 | 1601.3
98.4452 | 1661.3
99.5182 | 1701.3
102.156 | 1801.3
104.7195 | 1901.3
107.1768 | 2001.3
107.6583 | 2021.3

## SanDieguito
Calibrated Rating Curve (10-29-2020)
Stage_in | Flow_cfs
0 | 0
16 | 15
17.4509 | 15.5
18.053 | 16
18.5188 | 16.5
18.9128 | 17
19.2607 | 17.5
19.576 | 18
19.8672 | 18.5
20.1382 | 19
20.3938 | 19.5
20.6355 | 20
20.8662 | 20.5
21.087 | 21
21.2991 | 21.5
21.5038 | 22
21.7012 | 22.5
25.8452 | 23
26.1598 | 23.5
26.4498 | 24
26.7153 | 24.5
26.9629 | 25
27.2101 | 25.5
27.4382 | 26
27.6503 | 26.5
27.859 | 27
28.0582 | 27.5
28.2509 | 28
28.4365 | 28.5
28.6167 | 29
28.8071 | 29.5
28.9562 | 30
29.1191 | 30.5
29.277 | 31
29.4634 | 31.5
29.6084 | 32
29.7688 | 32.5
29.8578 | 33
30.0372 | 33.5
30.1493 | 34
30.2994 | 34.5
30.4492 | 35
30.7235 | 36
30.9235 | 37
31.1589 | 38
31.3907 | 39
31.5651 | 40
31.8793 | 41
32.0865 | 42
32.2894 | 43
32.4879 | 44
32.6816 | 45
32.8721 | 46
33.0592 | 47
33.2438 | 48
33.4243 | 49
33.5939 | 50
33.785 | 51
33.952 | 52
34.1212 | 53
34.2867 | 54
34.4526 | 55
34.6207 | 56
34.7848 | 57
34.9492 | 58
35.092 | 59
35.2495 | 60
35.4125 | 61
35.5623 | 62
35.7106 | 63
35.8611 | 64
36.0134 | 65
36.1515 | 66
36.3035 | 67
36.443 | 68
36.5657 | 69
36.7378 | 70
36.8513 | 71
36.996 | 72
37.1047 | 73
37.2856 | 74
37.382 | 75
37.4801 | 76
37.6661 | 77
37.7701 | 78
37.8342 | 79
38.0547 | 80
38.1667 | 81
38.2627 | 82
38.3312 | 83
38.4348 | 84
38.5414 | 85
38.6238 | 86
38.8593 | 87
38.8743 | 88
38.8596 | 89
38.9655 | 90
39.2324 | 91
39.2339 | 92
39.38 | 93
39.3284 | 94
39.4419 | 95
39.644 | 96
39.6689 | 97
39.7407 | 98
39.7301 | 99
39.9952 | 100
39.8282 | 101
40.1403 | 102
40.2256 | 103
40.2959 | 104
40.2662 | 105
40.3801 | 106
40.5259 | 107
40.4958 | 108
40.3647 | 109
40.5405 | 110
40.8954 | 111
40.8694 | 112
40.6888 | 113
40.8445 | 114
41.0869 | 115
41.2931 | 120
41.6952 | 125
41.782 | 130
42.0577 | 135
42.484 | 140
42.688 | 145
42.8129 | 150
42.9996 | 155
43.4061 | 160
43.472 | 165
44.4678 | 170
43.4519 | 175
43.5629 | 180
44.2308 | 185
44.0298 | 190
44.214 | 195
44.0151 | 200
44.4897 | 205
44.8347 | 210
44.5568 | 215
45.0804 | 220
45.1885 | 225
45.6569 | 230
45.3822 | 235
45.6953 | 240
45.6949 | 245
45.9451 | 250
45.9557 | 255
45.7766 | 260
45.9022 | 265
45.6913 | 270
46.405 | 275
46.8251 | 280
46.6581 | 285
46.6321 | 290
46.6317 | 295
46.8145 | 300
47.0734 | 305
47.1027 | 310
47.1733 | 315
47.4865 | 325
47.7714 | 335
47.8926 | 345
48.6133 | 355
48.3108 | 365
49.0784 | 375
48.751 | 385
49.0234 | 395
49.1516 | 405
49.3864 | 415
49.624 | 425
49.6639 | 435
49.913 | 445
49.9818 | 455
50.1777 | 465
50.4253 | 475
50.5374 | 485
50.7054 | 495
50.838 | 505
51.2815 | 515
51.1332 | 535
51.532 | 555
52.0707 | 575
52.1443 | 595
52.4226 | 615
52.6892 | 635
52.947 | 655
53.2799 | 675
53.5787 | 695
53.8204 | 715
54.4818 | 735
54.5803 | 755
54.3276 | 775
55.5929 | 795
55.657 | 815
56.0162 | 835
55.7906 | 855
56.6238 | 875
57.0079 | 895
57.4119 | 915
57.8799 | 935
58.1835 | 955
57.941 | 975
58.7603 | 995
59.025 | 1015
59.7849 | 1065
60.239 | 1115
61.3962 | 1165
61.8405 | 1215
62.3967 | 1265
63.2383 | 1315
63.8605 | 1365
64.4329 | 1415
65.0408 | 1465
65.5469 | 1515
69.9568 | 2015
75.9996 | 3015
80.9757 | 4015
84.8085 | 5015
88.1791 | 6015
88.6888 | 6225
93.9542 | 8015
98.8611 | 10015
103.5944 | 12015
105.3463 | 12815
107.8724 | 14015
111.7458 | 16015
115.3713 | 18015
118.8276 | 20015
122.1111 | 22015
125.2389 | 24015
127.9335 | 25715
134.0613 | 30015
140.6011 | 35015
146.1517 | 39415
152.845 | 45015
158.3674 | 50015
164.9149 | 56315
168.5902 | 60015
173.3773 | 65015
178.0293 | 70015
184.8503 | 77715
195.4261 | 90015
203.2968 | 100015
210.8923 | 110015

## Moonsong
Calibrated Rating Curve (5-28-2021)
Stage_in | Flow_cfs
0 | 0
6.47 | 1
7.6895 | 1.1
7.9803 | 1.2
8.2838 | 1.3
8.3717 | 1.4
8.5164 | 1.5
8.5951 | 1.6
8.7533 | 1.7
8.8496 | 1.8
9.0551 | 1.9
8.9434 | 2
9.084 | 2.1
9.1642 | 2.2
9.4184 | 2.3
9.4938 | 2.4
9.5729 | 2.5
9.6758 | 2.6
9.6472 | 2.7
9.6967 | 2.8
9.8102 | 2.9
9.8955 | 3
9.9875 | 3.1
10.019 | 3.2
10.1167 | 3.3
10.2021 | 3.4
10.2771 | 3.5
10.3438 | 3.6
10.4035 | 3.7
10.4397 | 3.8
10.4972 | 3.9
10.5529 | 4
10.6115 | 4.1
10.6675 | 4.2
10.7217 | 4.3
10.7766 | 4.4
10.8283 | 4.5
10.8784 | 4.6
10.9275 | 4.7
10.9748 | 4.8
11.0209 | 4.9
11.029 | 5
11.074 | 5.1
11.1183 | 5.2
11.1626 | 5.3
11.2051 | 5.4
11.2465 | 5.5
11.2893 | 5.6
11.3315 | 5.7
11.3728 | 5.8
11.4003 | 5.9
11.4805 | 6
11.5179 | 6.1
11.5537 | 6.2
11.5896 | 6.3
11.6281 | 6.4
11.6647 | 6.5
11.7021 | 6.6
11.739 | 6.7
11.7727 | 6.8
11.8075 | 6.9
11.8405 | 7
11.8738 | 7.1
11.906 | 7.2
11.9412 | 7.3
11.9731 | 7.4
12.0071 | 7.5
12.0426 | 7.6
12.0749 | 7.7
12.1075 | 7.8
12.1386 | 7.9
12.1715 | 8
12.2038 | 8.1
12.2349 | 8.2
12.2657 | 8.3
12.262 | 8.4
12.2891 | 8.5
12.31 | 8.6
12.3338 | 8.7
12.3572 | 8.8
12.444 | 8.9
12.4718 | 9
12.4986 | 9.1
12.5253 | 9.2
12.4861 | 9.3
12.5106 | 9.4
12.5399 | 9.5
12.5674 | 9.6
12.5941 | 9.7
12.622 | 9.8
12.6476 | 9.9
12.6769 | 10
12.7025 | 10.1
12.7282 | 10.2
12.7531 | 10.3
12.7776 | 10.4
12.8047 | 10.5
12.8315 | 10.6
12.8571 | 10.7
12.8831 | 10.8
12.908 | 10.9
12.9314 | 11
12.9607 | 11.1
12.9838 | 11.2
13.0083 | 11.3
13.0325 | 11.4
13.1116 | 11.5
13.09 | 11.6
13.1145 | 11.7
13.1343 | 11.8
13.157 | 11.9
13.1823 | 12
13.2017 | 12.1
13.2266 | 12.2
13.2442 | 12.3
13.2702 | 12.4
13.2958 | 12.5
13.3159 | 12.6
13.3471 | 12.7
13.4236 | 12.8
13.4445 | 12.9
13.4668 | 13
13.484 | 13.1
13.5078 | 13.2
13.5269 | 13.3
13.547 | 13.4
13.5679 | 13.5
13.5873 | 13.6
13.5397 | 13.7
13.5774 | 13.8
13.6111 | 13.9
13.6441 | 14
13.6756 | 14.1
13.7049 | 14.2
13.7349 | 14.3
13.7627 | 14.4
13.7898 | 14.5
13.8199 | 14.6
13.8459 | 14.7
13.8733 | 14.8
13.8979 | 14.9
13.9235 | 15
13.9488 | 15.1
13.9715 | 15.2
13.9971 | 15.3
13.9568 | 15.4
13.9718 | 15.5
13.9909 | 15.6
14.0019 | 15.7
14.0198 | 15.8
14.0374 | 15.9
14.0209 | 16
14.0414 | 16.1
14.0564 | 16.2
14.0707 | 16.3
14.0912 | 16.4
14.0963 | 16.5
14.1154 | 16.6
14.1472 | 16.7
14.1824 | 16.8
14.2106 | 16.9
14.2421 | 17
14.2707 | 17.1
14.2981 | 17.2
14.3278 | 17.3
14.3622 | 17.4
14.3882 | 17.5
14.4201 | 17.6
14.4516 | 17.7
14.4823 | 17.8
14.5102 | 17.9
14.5376 | 18
14.5662 | 18.1
14.6116 | 18.2
14.6391 | 18.3
14.6643 | 18.4
14.6903 | 18.5
14.7178 | 18.6
14.7412 | 18.7
14.7654 | 18.8
14.7925 | 18.9
14.8189 | 19
14.8482 | 19.1
14.8727 | 19.2
14.8679 | 19.3
14.8896 | 19.4
14.9104 | 19.5
14.9353 | 19.6
14.9562 | 19.7
14.9738 | 19.8
14.9961 | 19.9
15.0126 | 20
15.0302 | 20.1
15.0478 | 20.2
15.0675 | 20.3
15.0869 | 20.4
15.1034 | 20.5
15.121 | 20.6
15.1404 | 20.7
15.1573 | 20.8
15.1796 | 20.9
15.1975 | 21
15.21 | 21.1
15.2316 | 21.2
15.2506 | 21.3
15.2657 | 21.4
15.2832 | 21.5
15.3026 | 21.6
15.3184 | 21.7
15.3374 | 21.8
15.3543 | 21.9
15.3715 | 22
15.3924 | 22.1
15.4099 | 22.2
15.4242 | 22.3
15.4444 | 22.4
15.459 | 22.5
15.4792 | 22.6
15.4934 | 22.7
15.5143 | 22.8
15.5293 | 22.9
15.5469 | 23
15.563 | 23.1
15.5843 | 23.2
15.6 | 23.3
15.6132 | 23.4
15.6359 | 23.5
15.652 | 23.6
15.6648 | 23.7
15.6831 | 23.8
15.7025 | 23.9
15.7161 | 24
15.7318 | 24.1
15.7509 | 24.2
15.7652 | 24.3
15.7857 | 24.4
15.8003 | 24.5
15.819 | 24.6
15.8355 | 24.7
15.8505 | 24.8
15.8692 | 24.9
15.886 | 25
15.9036 | 25.1
15.9204 | 25.2
15.9333 | 25.3
15.9541 | 25.4
15.968 | 25.5
15.9834 | 25.6
15.9999 | 25.7
16.0171 | 25.8
16.0307 | 25.9
16.0523 | 26
16.0651 | 26.1
16.0838 | 26.2
16.0999 | 26.3
16.1142 | 26.4
16.1317 | 26.5
16.1475 | 26.6
16.1658 | 26.7
16.1794 | 26.8
16.1958 | 26.9
16.2138 | 27
16.2299 | 27.1
16.2478 | 27.2
16.2639 | 27.3
16.2932 | 27.4
16.3083 | 27.5
16.3266 | 27.6
16.3427 | 27.7
16.3584 | 27.8
16.3745 | 27.9
16.3885 | 28
16.4042 | 28.1
16.4214 | 28.2
16.435 | 28.3
16.4123 | 28.4
16.4287 | 28.5
16.4419 | 28.6
16.4595 | 28.7
16.4771 | 28.8
16.4921 | 28.9
16.5031 | 29
16.5152 | 29.1
16.5276 | 29.2
16.539 | 29.3
16.5485 | 29.4
16.5602 | 29.5
16.5727 | 29.6
16.5833 | 29.7
16.5943 | 29.8
16.6071 | 29.9
16.6199 | 30
16.628 | 30.1
16.6415 | 30.2
16.6521 | 30.3
16.6675 | 30.4
16.6723 | 30.5
16.6855 | 30.6
16.699 | 30.7
16.7082 | 30.8
16.7199 | 30.9
16.7334 | 31
16.7429 | 31.1
16.7554 | 31.2
16.7686 | 31.3
16.7814 | 31.4
16.792 | 31.5
16.8023 | 31.6
16.8107 | 31.7
16.8213 | 31.8
16.9264 | 31.9
16.933 | 32
16.9469 | 32.1
16.951 | 32.2
16.9608 | 32.3
16.9656 | 32.4
16.9788 | 32.5
16.9795 | 32.6
16.9887 | 32.7
16.9971 | 32.8
17.0008 | 32.9
17.0092 | 33
17.0169 | 33.1
17.0213 | 33.2
17.0319 | 33.3
17.0469 | 33.4
17.0623 | 33.5
17.0751 | 33.6
17.0887 | 33.7
17.1011 | 33.8
17.1121 | 33.9
17.1297 | 34
17.1432 | 34.1
17.1549 | 34.2
17.1703 | 34.3
17.1806 | 34.4
17.1956 | 34.5
17.2069 | 34.6
17.2216 | 34.7
17.2315 | 34.8
17.2428 | 34.9
17.2542 | 35
17.2703 | 35.1
17.2813 | 35.2
17.2959 | 35.3
17.3029 | 35.4
17.3205 | 35.5
17.3318 | 35.6
17.3428 | 35.7
17.3585 | 35.8
17.3721 | 35.9
17.3838 | 36
17.3988 | 36.1
17.4146 | 36.2
17.4267 | 36.3
17.4402 | 36.4
17.453 | 36.5
17.464 | 36.6
17.4801 | 36.7
17.4948 | 36.8
17.5069 | 36.9
17.5248 | 37
17.6094 | 37.1
17.6204 | 37.2
17.6354 | 37.3
17.6468 | 37.4
17.6599 | 37.5
17.6724 | 37.6
17.6874 | 37.7
17.6973 | 37.8
17.7075 | 37.9
17.72 | 38
17.7328 | 38.1
17.7438 | 38.2
17.7555 | 38.3
17.768 | 38.4
17.7779 | 38.5
17.787 | 38.6
17.8009 | 38.7
17.8299 | 38.8
17.843 | 38.9
17.8551 | 39
17.8669 | 39.1
17.88 | 39.2
17.8936 | 39.3
17.9049 | 39.4
17.917 | 39.5
17.9291 | 39.6
17.9405 | 39.7
17.9518 | 39.8
17.9639 | 39.9
17.9767 | 40
17.9881 | 40.1
18.0027 | 40.2
18.013 | 40.3
18.0232 | 40.4
18.0382 | 40.5
18.0478 | 40.6
18.0624 | 40.7
18.0734 | 40.8
18.0862 | 40.9
18.0972 | 41
18.1104 | 41.1
18.121 | 41.2
18.132 | 41.3
18.1492 | 41.4
18.1587 | 41.5
18.1701 | 41.6
18.1803 | 41.7
18.1953 | 41.8
18.2049 | 41.9
18.2184 | 42
18.2331 | 42.1
18.2429 | 42.2
18.2558 | 42.3
18.2693 | 42.4
18.2814 | 42.5
18.296 | 42.6
18.3067 | 42.7
18.3162 | 42.8
18.3312 | 42.9
18.3462 | 43
18.1935 | 43.1
18.2085 | 43.2
18.2272 | 43.3
18.2455 | 43.4
17.9485 | 43.5
18.2807 | 43.6
18.2946 | 43.7
18.3125 | 43.8
18.3272 | 43.9
18.3451 | 44
18.3616 | 44.1
18.3777 | 44.2
18.2104 | 44.3
18.4099 | 44.4
18.4235 | 44.5
18.4422 | 44.6
18.4557 | 44.7
18.4726 | 44.8
18.4839 | 44.9
18.4964 | 45
18.5143 | 45.1
18.526 | 45.2
18.5436 | 45.3
18.5517 | 45.4
18.5707 | 45.5
18.5857 | 45.6
18.433 | 45.7
18.4597 | 45.8
18.4799 | 45.9
18.4894 | 46
18.5117 | 46.1
18.8835 | 46.2
18.8948 | 46.3
18.904 | 46.4
18.9149 | 46.5
18.9259 | 46.6
18.9377 | 46.7
18.9505 | 46.8
18.9593 | 46.9
18.9717 | 47
18.9853 | 47.1
18.9962 | 47.2
19.0047 | 47.3
19.0153 | 47.4
19.0263 | 47.5
19.0395 | 47.6
18.9951 | 47.7
19.0578 | 47.8
19.0651 | 47.9
19.075 | 48
19.0849 | 48.1
19.0988 | 48.2
19.1079 | 48.3
19.1193 | 48.4
19.1292 | 48.5
19.1398 | 48.6
19.1515 | 48.7
19.1574 | 48.768
19.1607 | 48.8
19.1717 | 48.9
19.1826 | 49
19.1486 | 49.1
19.1552 | 49.2
19.1665 | 49.3
19.1779 | 49.4
19.1845 | 49.5
19.194 | 49.6
19.2032 | 49.7
19.2134 | 49.8
19.2189 | 49.9
19.2292 | 50
19.2343 | 50.1
19.2442 | 50.2
19.2489 | 50.3
19.2559 | 50.4
19.265 | 50.5
19.2746 | 50.6
19.2793 | 50.7
19.2907 | 50.8
19.3727 | 50.9
19.3837 | 51
19.4306 | 51.1
19.4375 | 51.2
19.443 | 51.3
19.446 | 51.4
19.4507 | 51.5
19.5349 | 51.6
19.5313 | 51.7
19.5276 | 51.8
19.5258 | 51.9
19.5243 | 52
19.5287 | 52.1
19.5287 | 52.2
19.5283 | 52.3
19.5313 | 52.4
19.5338 | 52.5
19.536 | 52.6
19.5382 | 52.7
19.5382 | 52.8
19.5481 | 52.9
19.3877 | 53
19.4075 | 53.1
19.4196 | 53.2
19.4265 | 53.3
19.4408 | 53.4
19.4555 | 53.5
19.4617 | 53.6
19.4676 | 53.7
19.4734 | 53.8
19.4829 | 53.9
19.4903 | 54
19.4961 | 54.1
19.5002 | 54.2
19.5064 | 54.3
19.5177 | 54.4
19.5254 | 54.5
19.5298 | 54.6
19.5368 | 54.7
19.5445 | 54.8
19.5492 | 54.9
19.5558 | 55
19.5591 | 55.1
19.5716 | 55.2
19.5778 | 55.3
19.5869 | 55.4
19.5902 | 55.5
19.5998 | 55.6
19.602 | 55.7
19.6104 | 55.8
19.6177 | 55.9
19.6269 | 56
19.8019 | 56.1
19.8107 | 56.2
19.8188 | 56.3
19.8279 | 56.4
19.8371 | 56.5
19.847 | 56.6
19.8546 | 56.7
19.8634 | 56.8
19.8744 | 56.9
19.8828 | 57
19.892 | 57.1
19.7404 | 57.2
19.7539 | 57.3
19.7609 | 57.4
19.7737 | 57.5
19.7906 | 57.6
19.8048 | 57.7
19.8151 | 57.8
19.829 | 57.9
19.8451 | 58
19.8546 | 58.1
19.8726 | 58.2
19.8825 | 58.3
19.8986 | 58.4
19.9118 | 58.5
19.9231 | 58.6
19.9367 | 58.7
19.9488 | 58.8
19.9601 | 58.9
19.9737 | 59
19.9861 | 59.1
20 | 59.2
20.0136 | 59.3
20.0279 | 59.4
20.0374 | 59.5
20.0557 | 59.6
20.1216 | 59.7
20.1315 | 59.8
20.1344 | 59.9
20.1421 | 60
20.1527 | 60.1
20.1604 | 60.2
20.1685 | 60.3
20.182 | 60.4
20.1923 | 60.5
20.2022 | 60.6
20.2095 | 60.7
20.2242 | 60.8
20.2333 | 60.9
20.2458 | 61
20.2553 | 61.1
20.267 | 61.2
20.2787 | 61.3
20.2871 | 61.4
20.2992 | 61.5
20.3073 | 61.6
20.3186 | 61.7
20.33 | 61.8
20.3384 | 61.9
20.3516 | 62
20.3622 | 62.1
20.3714 | 62.2
20.3846 | 62.3
20.3955 | 62.4
20.4036 | 62.5
20.4175 | 62.6
20.4278 | 62.7
20.4384 | 62.8
20.4523 | 62.9
20.4615 | 63
20.4724 | 63.1
20.4831 | 63.2
20.4915 | 63.3
20.5047 | 63.4
20.5157 | 63.5
20.5263 | 63.6
20.5373 | 63.7
20.549 | 63.8
20.5589 | 63.9
20.5713 | 64
20.5834 | 64.1
20.5926 | 64.2
20.6039 | 64.3
20.6127 | 64.4
20.6259 | 64.5
20.6372 | 64.6
20.6493 | 64.7
20.6596 | 64.8
20.6713 | 64.9
20.6859 | 65
20.6944 | 65.1
20.7024 | 65.2
20.7141 | 65.3
20.7255 | 65.4
20.7332 | 65.5
20.7445 | 65.6
20.7515 | 65.7
20.7094 | 65.8
20.7211 | 65.9
20.7357 | 66
20.7434 | 66.1
20.7581 | 66.2
20.7691 | 66.3
20.7801 | 66.4
20.791 | 66.5
20.8053 | 66.6
20.813 | 66.7
20.8269 | 66.8
20.8376 | 66.9
20.8482 | 67
20.8577 | 67.1
20.8723 | 67.2
20.8826 | 67.3
20.8932 | 67.4
20.9035 | 67.5
20.9167 | 67.6
20.9258 | 67.7
20.9361 | 67.8
20.9489 | 67.9
20.9588 | 68
20.969 | 68.1
20.9782 | 68.2
20.9888 | 68.3
21.0012 | 68.4
21.0133 | 68.5
21.0199 | 68.6
21.032 | 68.7
21.0415 | 68.8
21.0536 | 68.9
21.0602 | 69
21.0727 | 69.1
21.0815 | 69.2
21.0932 | 69.3
21.1023 | 69.4
21.1133 | 69.5
21.125 | 69.6
21.1338 | 69.7
21.143 | 69.8
21.1518 | 69.9
21.1627 | 70
21.1715 | 70.1
21.1825 | 70.2
21.1089 | 70.3
21.1173 | 70.4
21.1188 | 70.5
21.1272 | 70.6
21.1324 | 70.7
21.1378 | 70.8
21.151 | 70.9
21.151 | 71
21.1595 | 71.1
21.1649 | 71.2
21.1726 | 71.3
21.177 | 71.4
21.1807 | 71.5
21.1884 | 71.6
21.1931 | 71.7
21.2008 | 71.8
21.2085 | 71.9
21.2118 | 72
21.2195 | 72.1
21.2268 | 72.2
21.2327 | 72.3
21.2356 | 72.4
21.2437 | 72.5
21.2455 | 72.6
21.251 | 72.7
21.2587 | 72.8
21.2697 | 72.9
21.2711 | 73
21.2774 | 73.1
21.2843 | 73.2
21.2887 | 73.3
21.2928 | 73.4
21.3008 | 73.5
21.3052 | 73.6
21.3136 | 73.7
21.3158 | 73.8
21.3257 | 73.9
21.3305 | 74
21.3389 | 74.1
21.3415 | 74.2
21.3517 | 74.3
21.3543 | 74.4
21.3565 | 74.5
21.3667 | 74.6
21.3715 | 74.7
21.3762 | 74.8
21.3847 | 74.9
21.396 | 75
21.407 | 75.1
21.4099 | 75.2
21.4162 | 75.3
21.4272 | 75.4
21.4389 | 75.5
21.4407 | 75.6
21.4528 | 75.7
21.4638 | 75.8
21.4663 | 75.9
21.4795 | 76
21.4832 | 76.1
21.4942 | 76.2
21.5022 | 76.3
21.5081 | 76.4
21.5191 | 76.5
21.5286 | 76.6
21.5359 | 76.7
21.5451 | 76.8
21.5535 | 76.9
21.5627 | 77
21.5681 | 77.1
21.5791 | 77.2
21.5879 | 77.3
21.5934 | 77.4
21.6084 | 77.5
21.6136 | 77.6
21.6194 | 77.7
21.6344 | 77.8
21.6429 | 77.9
21.6483 | 78
21.6546 | 78.1
21.6626 | 78.2
21.674 | 78.3
21.6883 | 78.4
21.6919 | 78.5
21.7029 | 78.6
21.7117 | 78.7
21.7172 | 78.8
21.726 | 78.9
21.7395 | 79
21.7458 | 79.1
21.7542 | 79.2
21.763 | 79.3
21.774 | 79.4
21.7824 | 79.5
21.7945 | 79.6
21.7996 | 79.7
21.8084 | 79.8
21.8197 | 79.9
21.8289 | 80
21.8377 | 80.1
21.8424 | 80.2
21.8516 | 80.3
21.86 | 80.4
21.8728 | 80.5
21.8776 | 80.6
21.8867 | 80.7
21.8999 | 80.8
21.9058 | 80.9
21.9146 | 81
21.9259 | 81.1
21.9369 | 81.2
21.9439 | 81.3
21.9516 | 81.4
21.9607 | 81.5
21.9691 | 81.6
21.9827 | 81.7
21.986 | 81.8
21.9981 | 81.9
22.0083 | 82
22.0182 | 82.1
22.0277 | 82.2
22.0398 | 82.3
22.046 | 82.4
22.0541 | 82.5
22.0662 | 82.6
22.0739 | 82.7
22.0823 | 82.8
22.0922 | 82.9
22.0999 | 83
22.1116 | 83.1
22.1226 | 83.2
22.1306 | 83.3
22.1376 | 83.4
22.1486 | 83.5
22.1563 | 83.6
22.1676 | 83.7
22.2735 | 83.8
22.2826 | 83.9
22.2899 | 84
22.2987 | 84.1
22.305 | 84.2
22.3167 | 84.3
22.3255 | 84.4
22.331 | 84.5
22.3408 | 84.6
22.3504 | 84.7
22.3562 | 84.8
22.3639 | 84.9
22.3734 | 85
22.3819 | 85.1
22.3914 | 85.2
22.3994 | 85.3
22.4086 | 85.4
22.417 | 85.5
22.4254 | 85.6
22.4335 | 85.7
22.4419 | 85.8
22.45 | 85.9
22.4573 | 86
22.4654 | 86.1
22.4734 | 86.2
22.4815 | 86.3
22.4899 | 86.4
22.5005 | 86.5
22.5064 | 86.6
22.517 | 86.7
22.5247 | 86.8
22.5327 | 86.9
22.5434 | 87
22.5485 | 87.1
22.5591 | 87.2
22.5664 | 87.3
22.5741 | 87.4
22.5822 | 87.5
22.5928 | 87.6
22.5979 | 87.7
22.6078 | 87.8
22.6155 | 87.9
22.625 | 88
22.6331 | 88.1
22.6426 | 88.2
22.6499 | 88.3
22.6576 | 88.4
22.6682 | 88.5
22.6752 | 88.6
22.6851 | 88.7
22.6924 | 88.8
22.6906 | 88.9
22.6975 | 89
22.706 | 89.1
22.7151 | 89.2
22.7235 | 89.3
22.732 | 89.4
22.7433 | 89.5
22.7521 | 89.6
22.7583 | 89.7
22.7682 | 89.8
22.7763 | 89.9
22.7884 | 90
22.7957 | 90.1
22.8037 | 90.2
22.8147 | 90.3
22.8217 | 90.4
22.8341 | 90.5
22.8444 | 90.6
22.8502 | 90.7
22.859 | 90.8
22.8645 | 90.9
22.8733 | 91
22.8847 | 91.1
22.8891 | 91.2
22.8957 | 91.3
22.907 | 91.4
22.914 | 91.5
22.9231 | 91.6
22.8224 | 91.7
22.8312 | 91.8
22.84 | 91.9
22.8499 | 92
22.8601 | 92.1
22.8686 | 92.2
22.8795 | 92.3
22.8854 | 92.4
22.8975 | 92.5
22.9059 | 92.6
22.9158 | 92.7
22.9261 | 92.8
22.9348 | 92.9
22.9433 | 93
22.9535 | 93.1
22.9634 | 93.2
22.9726 | 93.3
22.9814 | 93.4
22.9883 | 93.5
22.9978 | 93.6
23.0092 | 93.7
23.0158 | 93.8
23.026 | 93.9
23.0348 | 94
23.0443 | 94.1
23.0517 | 94.2
23.0612 | 94.3
23.07 | 94.4
23.0795 | 94.5
23.0876 | 94.6
23.0985 | 94.7
23.1066 | 94.8
23.1176 | 94.9
23.126 | 95
23.1366 | 95.1
23.1447 | 95.2
23.1546 | 95.3
23.163 | 95.4
23.0059 | 95.5
23.0169 | 95.6
23.0293 | 95.7
23.0348 | 95.8
23.0487 | 95.9
23.0667 | 96
23.0747 | 96.1
23.0846 | 96.2
23.0923 | 96.3
23.1011 | 96.4
23.1073 | 96.5
23.1216 | 96.6
23.1293 | 96.7
23.137 | 96.8
23.1472 | 96.9
23.1549 | 97
23.1659 | 97.1
23.1732 | 97.2
23.1828 | 97.3
23.189 | 97.4
23.1978 | 97.5
23.208 | 97.6
23.2157 | 97.7
23.2252 | 97.8
23.2318 | 97.9
23.2414 | 98
23.2487 | 98.1
23.2578 | 98.2
23.2663 | 98.3
23.2773 | 98.4
23.2857 | 98.5
23.2934 | 98.6
23.3 | 98.7
23.3084 | 98.8
23.3201 | 98.9
23.3241 | 99
23.3271 | 99.1
23.3325 | 99.2
23.3377 | 99.3
23.3439 | 99.4
23.3472 | 99.5
23.3542 | 99.6
23.3564 | 99.7
23.3622 | 99.8
23.3684 | 99.9
23.3703 | 100
23.3758 | 100.1
23.3761 | 100.2
23.3835 | 100.3
23.3886 | 100.4
23.4021 | 100.5
23.4076 | 100.6
23.4201 | 100.7
23.4281 | 100.8
23.4406 | 100.9
23.4197 | 101
23.4278 | 101.1
23.4325 | 101.2
23.4362 | 101.3
23.4446 | 101.4
23.4578 | 101.5
23.4691 | 101.6
23.4849 | 101.7
23.4948 | 101.8
23.5058 | 101.9
23.5171 | 102
23.5321 | 102.1
23.5409 | 102.2
23.5519 | 102.3
23.564 | 102.4
23.575 | 102.5
23.471 | 102.6
23.4768 | 102.7
23.4853 | 102.8
23.4805 | 102.9
23.4735 | 103
23.4717 | 103.1
23.4637 | 103.2
23.4662 | 103.3
23.4578 | 103.4
23.4585 | 103.5
23.4464 | 103.6
23.4516 | 103.7
23.4333 | 103.8
23.4479 | 103.9
23.4655 | 104
23.4724 | 104.1
23.4911 | 104.2
23.5017 | 104.3
23.5105 | 104.4
23.5285 | 104.5
23.5314 | 104.6
23.5471 | 104.7
23.5644 | 104.8
23.5717 | 104.9
23.9639 | 105
23.9731 | 105.1
23.9862 | 105.2
23.9987 | 105.3
24.0089 | 105.4
24.0221 | 105.5
24.0342 | 105.6
24.047 | 105.7
24.0547 | 105.8
24.0653 | 105.9
24.0774 | 106
24.0928 | 106.1
24.1034 | 106.2
24.1155 | 106.3
24.1243 | 106.4
24.14 | 106.5
24.1536 | 106.6
24.1686 | 106.7
24.1737 | 106.8
24.1924 | 106.9
24.1979 | 107
24.2137 | 107.1
24.2184 | 107.2
24.2342 | 107.3
24.247 | 107.4
24.255 | 107.5
24.266 | 107.6
24.281 | 107.7
24.2906 | 107.8
24.3019 | 107.9
24.3151 | 108
24.3242 | 108.1
24.3374 | 108.2
24.3528 | 108.3
24.3693 | 108.4
24.3649 | 108.5
24.3839 | 108.6
24.5011 | 108.7
24.5154 | 108.8
24.5279 | 108.9
24.5443 | 109
24.5586 | 109.1
24.5711 | 109.2
24.5865 | 109.3
24.5996 | 109.4
24.6143 | 109.5
24.6256 | 109.6
24.6403 | 109.7
24.6516 | 109.8
24.6886 | 109.9
24.6963 | 110
24.7044 | 110.1
24.7117 | 110.2
24.719 | 110.3
24.7282 | 110.4
24.7344 | 110.5
24.7425 | 110.6
24.8186 | 110.7
24.8219 | 110.8
24.8234 | 110.9
24.8278 | 111
24.8285 | 111.1
24.8315 | 111.2
24.8377 | 111.3
24.8424 | 111.4
24.8406 | 111.5
24.8439 | 111.6
24.8501 | 111.7
24.856 | 111.8
24.8575 | 111.9
24.849 | 112
24.8604 | 112.1
24.8681 | 112.2
24.8593 | 112.3
24.8655 | 112.4
24.867 | 112.5
24.9398 | 112.6
24.9468 | 112.7
24.9549 | 112.8
24.9593 | 112.9
24.9549 | 113
24.9534 | 113.1
24.9593 | 113.2
24.964 | 113.3
24.9688 | 113.4
24.9699 | 113.5
24.9765 | 113.6
24.9776 | 113.7
24.9776 | 113.8
24.982 | 113.9
25.046 | 114
25.0526 | 114.1
25.0457 | 114.2
25.0545 | 114.3
24.7681 | 114.4
24.748 | 114.5
25.0816 | 114.6
25.0841 | 114.7
25.0578 | 114.8
25.0735 | 114.9
25.0841 | 115
25.0878 | 115.1
25.1024 | 115.2
25.1123 | 115.3
25.1255 | 115.4
25.1317 | 115.5
25.094 | 115.6
25.0973 | 115.7
25.0992 | 115.8
25.1087 | 115.9
25.0988 | 116
25.0948 | 116.1
25.0882 | 116.2
25.0929 | 116.3
25.0937 | 116.4
25.0889 | 116.5
25.0863 | 116.6
25.0834 | 116.7
25.0849 | 116.8
25.0753 | 116.9
25.0805 | 117
25.0669 | 117.1
25.0775 | 117.2
25.064 | 117.3
25.0603 | 117.4
25.0669 | 117.5
25.0204 | 117.6
25.0354 | 117.7
25.0329 | 117.8
25.0219 | 117.9
25.0237 | 118
25.0233 | 118.1
25.0175 | 118.2
25.0072 | 118.3
25.1314 | 118.4
25.1321 | 118.5
25.1314 | 118.6
25.1314 | 118.7
25.1314 | 118.8
25.1303 | 118.9
25.1325 | 119
25.1303 | 119.1
25.1284 | 119.2
25.1328 | 119.3
25.1284 | 119.4
25.1284 | 119.5
25.131 | 119.6
25.1314 | 119.7
25.1252 | 119.8
25.131 | 119.9
25.1317 | 120
25.1255 | 120.1
25.1317 | 120.2
25.1303 | 120.3
25.1222 | 120.4
25.112 | 120.5
25.1149 | 120.6
25.1065 | 120.7
25.4705 | 120.8
25.4731 | 120.9
25.4826 | 121
25.4888 | 121.1
25.4987 | 121.2
25.5009 | 121.3
25.5104 | 121.4
25.5192 | 121.5
25.5269 | 121.6
25.5357 | 121.7
25.5452 | 121.8
25.5514 | 121.9
25.5598 | 122
25.5672 | 122.1
25.5686 | 122.2
25.5789 | 122.3
25.5873 | 122.4
25.5976 | 122.5
25.5998 | 122.6
25.5456 | 122.7
25.5489 | 122.8
25.5609 | 122.9
25.5613 | 123
25.5767 | 123.1
25.588 | 123.2
25.5921 | 123.3
25.6093 | 123.4
25.6075 | 123.5
25.6217 | 123.6
25.632 | 123.7
25.6452 | 123.8
25.6558 | 123.9
25.6591 | 124
25.6767 | 124.1
25.6887 | 124.2
25.3947 | 124.3
25.4167 | 124.4
25.4423 | 124.5
25.4877 | 124.6
25.5199 | 124.7
25.5708 | 124.8
25.5807 | 124.9
25.5668 | 125
25.602 | 125.1
25.6499 | 125.2
25.6708 | 125.3
25.2134 | 125.4
25.3163 | 125.5
25.3493 | 125.6
25.4024 | 125.7
25.4185 | 125.8
25.4112 | 125.9
25.432 | 126
25.4335 | 126.1
25.4591 | 126.2
25.4467 | 126.3
25.4599 | 126.4
25.4624 | 126.5
25.4859 | 126.6
25.4914 | 126.7
25.7876 | 126.8
25.7979 | 126.9
25.7979 | 127
25.8004 | 127.1
25.3035 | 127.2
25.3174 | 127.3
25.6078 | 127.4
25.6166 | 127.5
25.6269 | 127.6
25.6411 | 127.7
25.6448 | 127.8
25.6584 | 127.9
25.6649 | 128
25.6767 | 128.1
25.6844 | 128.2
25.6961 | 128.3
25.706 | 128.4
25.7191 | 128.5
25.732 | 128.6
25.7404 | 128.7
25.7514 | 128.8
25.7624 | 128.9
25.7715 | 129
25.6192 | 129.1
25.6356 | 129.2
25.6477 | 129.3
25.6606 | 129.4
25.6811 | 129.5
25.6913 | 129.6
25.7115 | 129.7
25.7206 | 129.8
25.7353 | 129.9
25.7777 | 130
25.8111 | 130.1
25.8239 | 130.2
25.8459 | 130.3
25.8634 | 130.4
25.8854 | 130.5
25.9125 | 130.6
25.9363 | 130.7
25.9535 | 130.8
25.465 | 130.9
25.4954 | 131
25.517 | 131.1
25.5086 | 131.2
25.4892 | 131.3
25.5163 | 131.4
25.4756 | 131.5
25.4884 | 131.6
25.4954 | 131.7
25.5155 | 131.8
25.5331 | 131.9
25.5463 | 132
25.5529 | 132.1
25.5679 | 132.2
25.5683 | 132.3
25.5815 | 132.4
25.6291 | 132.5
25.6148 | 132.6
25.61 | 132.7
25.6444 | 132.8
25.6686 | 132.9
25.6778 | 133
25.6737 | 133.1
25.6994 | 133.2
25.7151 | 133.3
25.6408 | 133.4
25.6649 | 133.5
25.7514 | 133.6
25.7433 | 133.7
25.7492 | 133.8
25.7422 | 133.9
25.9103 | 134
25.9239 | 134.1
25.9198 | 134.2
25.9264 | 134.3
25.6825 | 134.4
25.68 | 134.5
25.6807 | 134.6
25.6822 | 134.7
25.6818 | 134.8
25.6847 | 134.9
25.6862 | 135
25.6939 | 135.1
25.6983 | 135.2
25.7027 | 135.3
25.617 | 135.4
25.6258 | 135.5
25.6375 | 135.6
25.6481 | 135.7
25.6635 | 135.8
25.6715 | 135.9
25.6796 | 136
25.6913 | 136.1
25.7023 | 136.2
25.7184 | 136.3
25.7316 | 136.4
25.7451 | 136.5
25.7587 | 136.6
25.6067 | 136.7
25.6232 | 136.8
25.6422 | 136.9
25.6642 | 137
25.684 | 137.1
25.7045 | 137.2
25.7232 | 137.3
25.7371 | 137.4
25.758 | 137.5
25.7781 | 137.6
25.7917 | 137.7
25.8078 | 137.8
25.8253 | 137.9
25.8444 | 138
25.8576 | 138.1
25.8741 | 138.2
25.8887 | 138.3
25.9033 | 138.4
25.9165 | 138.5
25.9381 | 138.6
25.788 | 138.7
25.8089 | 138.8
25.8605 | 138.9
25.9066 | 139
25.9396 | 139.1
25.9872 | 139.2
26.0213 | 139.3
26.0681 | 139.4
26.0865 | 139.5
26.137 | 139.6
26.1743 | 139.7
26.2044 | 139.8
26.2304 | 139.9
26.0612 | 140
26.3878 | 140.1
26.245 | 140.2
26.2707 | 140.3
26.7877 | 140.4
26.5252 | 140.5
26.5321 | 140.6
26.5332 | 140.7
26.5457 | 140.8
26.5493 | 140.9
26.7383 | 141
26.7647 | 141.1
26.791 | 141.2
27.2243 | 141.3
27.2349 | 141.4
27.2393 | 141.5
27.2488 | 141.6
27.2539 | 141.7
27.2631 | 141.8
27.269 | 141.9
27.277 | 142
27.2803 | 142.1
27.2891 | 142.2
27.2946 | 142.3
27.3034 | 142.4
27.3092 | 142.5
27.318 | 142.6
27.3239 | 142.7
27.3319 | 142.8
27.3396 | 142.9
27.3433 | 143
27.3513 | 143.1
27.359 | 143.2
27.3671 | 143.3
27.3733 | 143.4
27.3781 | 143.5
27.3858 | 143.6
27.3924 | 143.7
27.4015 | 143.8
27.407 | 143.9
27.4132 | 144
27.4132 | 144
26.8826 | 144.1
26.8925 | 144.2
26.8994 | 144.3
26.9134 | 144.4
26.9229 | 144.5
26.9276 | 144.6
27.6773 | 144.7
27.6736 | 144.8
27.6652 | 144.9
26.9903 | 145
26.9939 | 145.1
26.9936 | 145.2
27.5235 | 145.3
27.5293 | 145.4
27.5363 | 145.5
27.5436 | 145.6
27.5487 | 145.7
27.5345 | 145.8
27.5495 | 145.9
27.5601 | 146
27.5703 | 146.1
27.5736 | 146.2
27.5817 | 146.3
27.5861 | 146.4
27.596 | 146.5
27.6033 | 146.6
27.6088 | 146.7
27.6161 | 146.8
27.6264 | 146.9
27.633 | 147
27.6403 | 147.1
27.8164 | 147.2
27.8219 | 147.3
27.8278 | 147.4
27.8322 | 147.5
27.838 | 147.6
27.8421 | 147.7
27.8487 | 147.8
27.8516 | 147.9
27.8556 | 148
27.8626 | 148.1
27.8673 | 148.2
27.8728 | 148.3
27.8769 | 148.4
27.8835 | 148.5
27.8875 | 148.6
27.8915 | 148.7
27.8966 | 148.8
27.901 | 148.9
27.8893 | 149
27.9117 | 149.1
27.9175 | 149.2
27.9051 | 149.3
27.9256 | 149.4
27.9311 | 149.5
27.9358 | 149.6
27.9413 | 149.7
27.9472 | 149.8
27.9516 | 149.9
27.9398 | 150
27.945 | 150.1
27.9486 | 150.2
27.9556 | 150.3
27.96 | 150.4
27.9633 | 150.5
27.9695 | 150.6
27.9735 | 150.7
27.9805 | 150.8
27.9838 | 150.9
27.9875 | 151
27.9933 | 151.1
27.9973 | 151.2
28.0032 | 151.3
28.0094 | 151.4
28.0131 | 151.5
28.0164 | 151.6
28.0211 | 151.7
28.0281 | 151.8
28.0318 | 151.9
28.0354 | 152
28.253 | 152.1
28.0475 | 152.2
28.0596 | 152.3
28.0633 | 152.4
28.0713 | 152.5
28.0699 | 152.6
28.0746 | 152.7
28.0783 | 152.8
28.0933 | 152.9
28.0959 | 153
28.0933 | 153.1
28.1065 | 153.2
28.1149 | 153.3
28.3302 | 153.4
28.3017 | 153.5
28.1237 | 153.6
28.1299 | 153.7
28.1347 | 153.8
28.1409 | 153.9
28.1453 | 154
28.1512 | 154.1
28.1588 | 154.2
28.1651 | 154.3
28.1709 | 154.4
28.1779 | 154.5
28.183 | 154.6
28.187 | 154.7
28.1936 | 154.8
28.2002 | 154.9
28.2035 | 155
28.2116 | 155.1
28.2156 | 155.2
28.2233 | 155.3
28.2259 | 155.4
28.2332 | 155.5
28.4203 | 155.6
28.4221 | 155.7
28.242 | 155.8
28.2482 | 155.9
28.2548 | 156
28.2592 | 156.1
28.2676 | 156.2
28.2694 | 156.3
28.4474 | 156.4
28.45 | 156.5
28.4481 | 156.6
28.4514 | 156.7
28.454 | 156.8
28.4555 | 156.9
28.4558 | 157
28.4588 | 157.1
28.4624 | 157.2
28.4624 | 157.3
28.4657 | 157.4
28.4683 | 157.5
28.469 | 157.6
28.4723 | 157.7
28.4756 | 157.8
28.4778 | 157.9
28.4818 | 158
28.4851 | 158.1
28.4881 | 158.2
28.4903 | 158.3
28.4932 | 158.4
28.4958 | 158.5
28.4987 | 158.6
28.5027 | 158.7
28.506 | 158.8
28.5075 | 158.9
28.51 | 159
28.5148 | 159.1
28.5159 | 159.2
28.5199 | 159.3
28.5232 | 159.4
28.5262 | 159.5
28.5298 | 159.6
28.5302 | 159.7
28.5353 | 159.8
28.5368 | 159.9
28.5401 | 160
28.5423 | 160.1
28.5474 | 160.2
28.5485 | 160.3
28.5536 | 160.4
28.5544 | 160.5
28.5587 | 160.6
28.5617 | 160.7
28.5642 | 160.8
28.5679 | 160.9
28.5705 | 161
28.9055 | 171
29.1861 | 181
29.3615 | 191
29.2498 | 201
31.0669 | 211
30.2008 | 224
30.2008 | 224
31.6785 | 231
32.0963 | 241
32.2436 | 251
32.6149 | 261
32.809 | 271
33.0368 | 281
33.2576 | 291
33.4055 | 301
33.6579 | 311
33.8919 | 321
33.8864 | 328
33.8864 | 328
34.0977 | 341
34.5533 | 351
35.0949 | 361
35.2838 | 371
35.4691 | 381
35.8218 | 391
36.0316 | 401
36.2188 | 411
36.2188 | 411
36.4627 | 421
36.6051 | 431
36.7538 | 441
36.908 | 451
37.0537 | 461
37.2017 | 471
37.3478 | 481
37.573 | 496
37.573 | 496
37.6492 | 501
37.9989 | 521
37.8806 | 541
38.0432 | 561
38.2304 | 588
38.2304 | 588
38.3142 | 601
38.4311 | 621
38.4684 | 641
38.649 | 661
41.0788 | 681
41.3194 | 694
41.3194 | 694
41.4215 | 701
42.8183 | 801
44.1125 | 901
45.3426 | 1001
67.5697 | 2001

## GreenValley
Calibrated Rating Curve (5-28-2021) - Computed for one side of culvert
Stage_in | Flow_cfs
0 | 0
0.91965 | 0.5
3.1458 | 2.5
4.7121 | 5
5.9488 | 7.5
6.938 | 10
7.8451 | 12.5
8.6694 | 15
9.329 | 17.5
10.0709 | 20
10.648 | 22.5
11.3076 | 25
11.8844 | 27.5
12.4421 | 30
12.9995 | 32.5
13.5364 | 35
14.0545 | 37.5
14.5559 | 40
15.0422 | 42.5
15.5146 | 45
15.9742 | 47.5
16.4225 | 50
16.8594 | 52.5
17.2867 | 55
17.7042 | 57.5
18.1133 | 60
19.6708 | 70
21.1235 | 80
22.4898 | 90
23.784 | 100
25.0171 | 110
26.1966 | 120
27.3297 | 130
28.4214 | 140
29.476 | 150
30.497 | 160
31.488 | 170
32.4515 | 180
33.3894 | 190
34.1229 | 198
36.4989 | 225
38.5804 | 250
40.5642 | 275
42.4641 | 300
44.505 | 328
46.0515 | 350
49.4038 | 400
52.5642 | 450
55.5638 | 500
56.4361 | 515
58.4265 | 550
61.1698 | 600
63.8091 | 650
65.0934 | 675
68.8188 | 750
71.2076 | 800
73.0691 | 840
75.786 | 900
77.9865 | 950
80.1344 | 1000
81.608 | 1035
84.285 | 1100
86.2944 | 1150
88.2632 | 1200
90.1942 | 1250
90.9563 | 1270

## Cloverdale
Calibrated Rating Curve (1-8-2020)
Stage_in | Flow_cfs
0 | 0
7.1851 | 0
7.2301 | 0.0021807
7.2784 | 0.0060799
7.326 | 0.0099855
7.3737 | 0.013956
7.4216 | 0.018021
7.4689 | 0.022091
7.511 | 0.025796
7.5568 | 0.029867
7.6022 | 0.03397
7.6798 | 0.040896
7.7241 | 0.045049
7.7673 | 0.049167
7.8098 | 0.053279
7.8523 | 0.057449
7.8951 | 0.061709
7.9373 | 0.065962
7.9794 | 0.070273
8.0215 | 0.07464
8.0636 | 0.079065
8.105 | 0.083479
8.146 | 0.087916
8.1877 | 0.092477
8.2291 | 0.09706
8.2698 | 0.10163
8.3104 | 0.10626
8.3518 | 0.11101
8.3925 | 0.11574
8.4327 | 0.1205
8.4738 | 0.12538
8.514 | 0.13025
8.5543 | 0.13517
8.5939 | 0.14007
8.6334 | 0.14502
8.6733 | 0.15007
8.7133 | 0.15517
8.7521 | 0.16021
8.7913 | 0.16535
8.8304 | 0.17053
8.8678 | 0.17558
8.9055 | 0.18071
8.9432 | 0.1859
8.9802 | 0.19106
9.0172 | 0.19627
9.0538 | 0.20149
9.0919 | 0.20692
9.1344 | 0.21289
9.1721 | 0.21839
9.2098 | 0.22393
9.2465 | 0.22941
9.2845 | 0.2351
9.3215 | 0.24072
9.3589 | 0.24643
9.3955 | 0.25211
9.4329 | 0.25792
9.4695 | 0.2637
9.5065 | 0.26957
9.5427 | 0.2754
9.579 | 0.28128
9.6156 | 0.28726
9.6515 | 0.2932
9.6877 | 0.29923
9.724 | 0.30531
9.7599 | 0.3114
9.7954 | 0.31749
9.8302 | 0.32353
9.865 | 0.32963
9.8994 | 0.33573
9.9305 | 0.34146
9.9617 | 0.34723
9.9928 | 0.35305
10.0239 | 0.3589
10.0554 | 0.36485
10.0858 | 0.3707
10.1166 | 0.37664
10.1481 | 0.38271
10.1785 | 0.38869
10.2096 | 0.3948
10.2404 | 0.4009
10.2711 | 0.40705
10.3019 | 0.41324
10.3323 | 0.41942
10.363 | 0.42569
10.3938 | 0.43201
10.4246 | 0.43837
10.4546 | 0.44466
10.4854 | 0.4511
10.5157 | 0.45753
10.5458 | 0.46396
10.5765 | 0.47052
10.6066 | 0.47702
10.6366 | 0.48357
10.6666 | 0.49015
10.6959 | 0.49668
10.7249 | 0.50318
10.7545 | 0.50984
10.7834 | 0.51643
10.8124 | 0.52306
10.8417 | 0.52978
10.8706 | 0.53648
10.8995 | 0.54323
10.9288 | 0.55007
10.9574 | 0.55684
10.986 | 0.56365
11.0153 | 0.57061
11.0438 | 0.5775
11.0724 | 0.58443
11.1013 | 0.59145
11.1299 | 0.59845
11.1588 | 0.60555
11.187 | 0.61258
11.2152 | 0.61964
11.2434 | 0.62675
11.2727 | 0.63406
11.3005 | 0.64118
11.3287 | 0.6484
11.3569 | 0.65566
11.3855 | 0.66301
11.413 | 0.67023
11.4415 | 0.67766
11.4697 | 0.68507
11.4976 | 0.69246
11.5221 | 0.69989
11.5254 | 0.69642
11.554 | 0.71044
11.5862 | 0.71868
11.6166 | 0.72667
11.6484 | 0.73494
11.6792 | 0.74307
11.7103 | 0.7513
11.7418 | 0.75964
11.7729 | 0.76796
11.8041 | 0.77632
11.8352 | 0.78472
11.866 | 0.7931
11.8967 | 0.80153
11.9275 | 0.81
11.9583 | 0.81851
11.9886 | 0.82699
12.0198 | 0.83565
12.0502 | 0.84422
12.0769 | 0.85628
12.0813 | 0.85551
12.104 | 0.8636
12.1311 | 0.87173
12.1582 | 0.87989
12.1857 | 0.88816
12.2128 | 0.8964
12.2402 | 0.90474
12.2677 | 0.91311
12.2948 | 0.92146
12.3219 | 0.92985
12.349 | 0.93827
12.3757 | 0.94667
12.4032 | 0.95523
12.4299 | 0.9637
12.4871 | 0.97783
12.5134 | 0.98632
12.5398 | 0.99485
12.5654 | 1.0033
12.5911 | 1.0117
12.6171 | 1.0203
12.6427 | 1.0288
12.6691 | 1.0375
12.6951 | 1.0462
12.7207 | 1.0548
12.7467 | 1.0636
12.772 | 1.0722
12.798 | 1.081
12.8236 | 1.0898
12.8496 | 1.0987
12.8749 | 1.1075
12.9009 | 1.1164
12.9265 | 1.1253
12.9521 | 1.1343
12.9778 | 1.1433
13.0031 | 1.1522
13.0338 | 1.1623
13.0583 | 1.1712
13.084 | 1.1803
13.1093 | 1.1894
13.1345 | 1.1985
13.1594 | 1.2076
13.1843 | 1.2167
13.2089 | 1.2258
13.2341 | 1.2351
13.259 | 1.2443
13.2839 | 1.2535
13.3092 | 1.2629
13.3337 | 1.2721
13.3583 | 1.2814
13.3835 | 1.2909
13.4081 | 1.3002
13.433 | 1.3097
13.4575 | 1.3191
13.4824 | 1.3286
13.507 | 1.3381
13.5319 | 1.3477
13.5564 | 1.3572
13.5813 | 1.3669
13.6055 | 1.3764
13.63 | 1.3861
13.6542 | 1.3957
13.6791 | 1.4055
13.7036 | 1.4152
13.7278 | 1.4249
13.752 | 1.4347
13.7827 | 1.4459
13.808 | 1.4559
13.8325 | 1.4658
13.8571 | 1.4758
13.882 | 1.4859
13.9065 | 1.4959
13.9314 | 1.506
13.9559 | 1.5161
13.9805 | 1.5262
14.005 | 1.5364
14.0295 | 1.5466
14.0544 | 1.5569
14.079 | 1.5671
14.1035 | 1.5774
14.1277 | 1.5876
14.1522 | 1.598
14.1768 | 1.6084
14.2013 | 1.6188
14.2255 | 1.6292
14.2496 | 1.6396
14.2742 | 1.6501
14.2987 | 1.6606
14.3232 | 1.6712
14.3474 | 1.6817
14.3716 | 1.6923
14.3958 | 1.7029
14.4199 | 1.7135
14.4448 | 1.7244
14.469 | 1.7351
14.4928 | 1.7457
14.5166 | 1.7564
14.5411 | 1.7673
14.5657 | 1.7782
14.5895 | 1.789
14.6136 | 1.7999
14.6378 | 1.8108
14.6616 | 1.8217
14.6862 | 1.8328
14.71 | 1.8437
14.7341 | 1.8548
14.7576 | 1.8657
14.7817 | 1.8768
14.8059 | 1.8879
14.8297 | 1.899
14.8535 | 1.9102
14.8773 | 1.9213
14.9011 | 1.9325
14.9253 | 1.9439
14.9495 | 1.9552
14.9733 | 1.9665
14.9971 | 1.9778
15.0201 | 1.989
15.0443 | 2.0005
15.0681 | 2.0119
15.0916 | 2.0233
15.1154 | 2.0348
15.1388 | 2.0462
15.163 | 2.0578
15.1864 | 2.0693
15.2102 | 2.0809
15.2336 | 2.0925
15.2567 | 2.104
15.2805 | 2.1157
15.3043 | 2.1275
15.3278 | 2.1391
15.3512 | 2.1508
15.375 | 2.1627
15.3907 | 2.1724
15.4149 | 2.1844
15.4384 | 2.1963
15.4622 | 2.2082
15.4856 | 2.2201
15.5094 | 2.2322
15.5332 | 2.2442
15.5563 | 2.2561
15.5801 | 2.2683
15.6035 | 2.2803
15.6273 | 2.2925
15.6508 | 2.3046
15.6738 | 2.3167
15.6973 | 2.3289
15.7211 | 2.3412
15.7445 | 2.3535
15.7679 | 2.3657
15.8148 | 2.3845
15.8379 | 2.3968
15.8617 | 2.4093
15.8855 | 2.4218
15.9082 | 2.4341
15.932 | 2.4467
15.9554 | 2.4592
15.9789 | 2.4718
16.0023 | 2.4843
16.0254 | 2.4969
16.0488 | 2.5095
16.0719 | 2.5221
16.0953 | 2.5348
16.1188 | 2.5476
16.1418 | 2.5602
16.1653 | 2.573
16.1884 | 2.5858
16.2114 | 2.5985
16.2345 | 2.6113
16.2576 | 2.6242
16.2806 | 2.637
16.3037 | 2.6499
16.3268 | 2.6629
16.3502 | 2.6759
16.3729 | 2.6888
16.396 | 2.7018
16.4191 | 2.7149
16.4421 | 2.7279
16.4648 | 2.7409
16.4875 | 2.754
16.5106 | 2.7672
16.5337 | 2.7804
16.5568 | 2.7936
16.5791 | 2.8067
16.6018 | 2.8198
16.6249 | 2.8332
16.6476 | 2.8464
16.6703 | 2.8597
16.693 | 2.873
16.7351 | 2.8923
16.7574 | 2.9055
16.7805 | 2.9191
16.8029 | 2.9324
16.8252 | 2.9458
16.8479 | 2.9593
16.8702 | 2.9727
16.8929 | 2.9863
16.9146 | 2.9996
16.9376 | 3.0133
16.96 | 3.0269
16.9819 | 3.0403
17.0046 | 3.0541
17.027 | 3.0677
17.049 | 3.0813
17.0717 | 3.0951
17.0936 | 3.1087
17.116 | 3.1225
17.1379 | 3.1361
17.1603 | 3.15
17.1823 | 3.1637
17.2042 | 3.1775
17.2189 | 3.189
17.2408 | 3.2028
17.2628 | 3.2166
17.2848 | 3.2305
17.3068 | 3.2444
17.3287 | 3.2584
17.3507 | 3.2723
17.3727 | 3.2864
17.3947 | 3.3004
17.4163 | 3.3143
17.4382 | 3.3284
17.4602 | 3.3425
17.4818 | 3.3566
17.5038 | 3.3708
17.5254 | 3.3849
17.547 | 3.399
17.5693 | 3.4134
17.5909 | 3.4276
17.6122 | 3.4416
17.6345 | 3.4561
17.6558 | 3.4703
17.6777 | 3.4847
17.6993 | 3.499
17.7209 | 3.5134
17.7422 | 3.5276
17.7642 | 3.5422
17.7858 | 3.5566
17.8074 | 3.5711
17.8293 | 3.5857
17.8502 | 3.6
17.8722 | 3.6147
17.8938 | 3.6293
17.9147 | 3.6437
17.9359 | 3.6582
17.9579 | 3.673
17.9795 | 3.6877
18.0015 | 3.7026
18.0223 | 3.7171
18.0436 | 3.7318
18.0652 | 3.7466
18.0868 | 3.7615
18.108 | 3.7762
18.1296 | 3.7911
18.1509 | 3.8059
18.1718 | 3.8207
18.1937 | 3.8358
18.215 | 3.8507
18.2362 | 3.8656
18.2574 | 3.8806
18.2783 | 3.8955
18.2999 | 3.9106
18.3208 | 3.9255
18.3424 | 3.9407
18.3636 | 3.9558
18.3845 | 3.9708
18.4061 | 3.9861
18.427 | 4.0012
18.4479 | 4.0163
18.4691 | 4.0315
18.49 | 4.0467
18.5116 | 4.0621
18.5325 | 4.0773
18.5541 | 4.0928
18.5746 | 4.108
18.5955 | 4.1233
18.6167 | 4.1387
18.6379 | 4.1542
18.6588 | 4.1696
18.6797 | 4.185
18.7009 | 4.2005
18.7218 | 4.216
18.743 | 4.2316
18.7639 | 4.2471
18.7844 | 4.2626
18.8053 | 4.2781
18.8265 | 4.2939
18.8474 | 4.3095
18.8687 | 4.3253
18.8888 | 4.3407
18.9104 | 4.3567
18.9309 | 4.3723
18.951 | 4.3878
18.9723 | 4.4038
18.9928 | 4.4195
19.014 | 4.4355
19.0345 | 4.4512
19.0558 | 4.4673
19.0763 | 4.4831
19.0968 | 4.4989
19.1177 | 4.5149
19.1382 | 4.5308
19.1587 | 4.5467
19.1796 | 4.5628
19.2008 | 4.5791
19.2209 | 4.5949
19.2422 | 4.6112
19.2623 | 4.6271
19.2828 | 4.6432
19.3033 | 4.6593
19.3239 | 4.6755
19.3444 | 4.6917
19.3649 | 4.7079
19.3857 | 4.7242
19.4066 | 4.7406
19.4268 | 4.7568
19.4473 | 4.7731
19.4678 | 4.7894
19.4886 | 4.8059
19.5088 | 4.8222
19.5293 | 4.8386
19.5494 | 4.8549
19.5707 | 4.8717
19.5905 | 4.8879
19.611 | 4.9044
19.6315 | 4.921
19.652 | 4.9376
19.6729 | 4.9543
19.6926 | 4.9707
19.7131 | 4.9874
19.7333 | 5.0039
19.7538 | 5.0206
19.7743 | 5.0374
19.7941 | 5.0539
19.8149 | 5.0708
19.8347 | 5.0874
19.8556 | 5.1044
19.8754 | 5.121
19.8962 | 5.1381
19.916 | 5.1547
19.9365 | 5.1717
19.9567 | 5.1886
19.9768 | 5.2054
19.9969 | 5.2224
20.0171 | 5.2393
20.0372 | 5.2563
20.0577 | 5.2734
20.0779 | 5.2904
20.098 | 5.3075
20.1182 | 5.3246
20.1383 | 5.3417
20.1584 | 5.3588
20.1782 | 5.3758
20.1987 | 5.3931
20.2185 | 5.4102
20.2386 | 5.4274
20.2588 | 5.4447
20.2789 | 5.462
20.2987 | 5.4792
20.3192 | 5.4967
20.3386 | 5.5137
20.3591 | 5.5313
20.3789 | 5.5486
20.3983 | 5.5657
20.4188 | 5.5834
20.4386 | 5.6007
20.4587 | 5.6183
20.4789 | 5.6358
20.4987 | 5.6533
20.5181 | 5.6706
20.5386 | 5.6884
20.5583 | 5.7059
20.5781 | 5.7235
20.5983 | 5.7412
20.618 | 5.7588
20.6375 | 5.7763
20.658 | 5.7942
20.6777 | 5.8119
20.6975 | 5.8296
20.7173 | 5.8474
20.7374 | 5.8653
20.7568 | 5.8829
20.7766 | 5.9007
20.7968 | 5.9187
20.8165 | 5.9366
20.8359 | 5.9543
20.8557 | 5.9723
20.8755 | 5.9902
20.8949 | 6.008
20.915 | 6.0262
20.9344 | 6.0441
20.9539 | 6.062
20.974 | 6.0802
20.9934 | 6.0982
21.0132 | 6.1163
21.033 | 6.1345
21.052 | 6.1524
21.0725 | 6.1709
21.0916 | 6.1888
21.1113 | 6.2071
21.1304 | 6.2251
21.1501 | 6.2434
21.1703 | 6.2619
21.1893 | 6.28
21.2087 | 6.2982
21.2281 | 6.3165
21.2479 | 6.3349
21.2673 | 6.3533
21.2867 | 6.3716
21.3062 | 6.39
21.3259 | 6.4086
21.3453 | 6.427
21.3647 | 6.4454
21.3838 | 6.4638
21.4032 | 6.4823
21.4233 | 6.5011
21.4424 | 6.5195
21.4618 | 6.5381
21.4812 | 6.5567
21.5006 | 6.5754
21.52 | 6.594
21.5394 | 6.6127
21.5588 | 6.6314
21.5779 | 6.65
21.5969 | 6.6686
21.6167 | 6.6876
21.6361 | 6.7064
21.6552 | 6.7251
21.6746 | 6.744
21.6936 | 6.7627
21.7126 | 6.7815
21.7324 | 6.8006
21.7518 | 6.8196
21.7712 | 6.8386
21.7899 | 6.8573
21.809 | 6.8762
21.8287 | 6.8954
21.8474 | 6.9142
21.8665 | 6.9331
21.8859 | 6.9523
21.9053 | 6.9715
21.9243 | 6.9905
21.9434 | 7.0096
21.9624 | 7.0287
21.9814 | 7.0478
22.0005 | 7.067
22.0195 | 7.0862
22.0389 | 7.1055
22.058 | 7.1248
22.077 | 7.144
22.0961 | 7.1633
22.1155 | 7.1828
22.1342 | 7.2019
22.1532 | 7.2213
22.1726 | 7.2408
22.1909 | 7.2599
22.2103 | 7.2795
22.2294 | 7.299
22.248 | 7.3183
22.2671 | 7.3378
22.2861 | 7.3573
22.3048 | 7.3767
22.3239 | 7.3963
22.3429 | 7.4159
22.3616 | 7.4354
22.3806 | 7.455
22.4 | 7.4749
22.4187 | 7.4944
22.4374 | 7.514
22.4564 | 7.5338
22.4751 | 7.5534
22.4938 | 7.573
22.5125 | 7.5927
22.5315 | 7.6126
22.5505 | 7.6325
22.5688 | 7.652
22.5879 | 7.672
22.6069 | 7.692
22.6249 | 7.7114
22.6443 | 7.7316
22.663 | 7.7515
22.6816 | 7.7714
22.7007 | 7.7915
22.719 | 7.8112
22.7377 | 7.8312
22.7563 | 7.8512
22.775 | 7.8712
22.7941 | 7.8915
22.812 | 7.9112
22.8311 | 7.9314
22.8494 | 7.9514
22.868 | 7.9715
22.8864 | 7.9915
22.905 | 8.0117
22.9241 | 8.0321
22.9427 | 8.0524
22.9614 | 8.0727
22.9797 | 8.0928
22.9984 | 8.1131
23.0167 | 8.1333
23.0354 | 8.1536
23.0541 | 8.174
23.0728 | 8.1945
23.0911 | 8.2147
23.109 | 8.2348
23.1277 | 8.2553
23.1467 | 8.276
23.165 | 8.2964
23.1837 | 8.317
23.202 | 8.3374
23.2207 | 8.358
23.239 | 8.3785
23.2573 | 8.399
23.2756 | 8.4195
23.2943 | 8.4402
23.3126 | 8.4608
23.3309 | 8.4814
23.3496 | 8.5022
23.3679 | 8.5228
23.3862 | 8.5435
23.4042 | 8.564
23.4229 | 8.5849
23.4412 | 8.6056
23.4595 | 8.6264
23.4778 | 8.6472
23.4961 | 8.668
23.5148 | 8.689
23.5331 | 8.7099
23.5507 | 8.7304
23.5693 | 8.7515
23.588 | 8.7726
23.6063 | 8.7936
23.6243 | 8.8144
23.6429 | 8.8356
23.6609 | 8.8564
23.6792 | 8.8775
23.6975 | 8.8986
23.7158 | 8.9197
23.7338 | 8.9406
23.7521 | 8.9618
23.77 | 8.9828
23.788 | 9.0038
23.8066 | 9.0252
23.8246 | 9.0463
23.8429 | 9.0676
23.8612 | 9.0889
23.8792 | 9.11
23.8975 | 9.1314
23.9158 | 9.1528
23.9341 | 9.1742
23.952 | 9.1954
23.9703 | 9.2169
23.9879 | 9.238
24.0066 | 9.2597
24.0245 | 9.281
24.0425 | 9.3024
24.0608 | 9.3239
24.0787 | 9.3453
24.0974 | 9.3672
24.1219 | 9.3923
24.1399 | 9.4138
24.1578 | 9.4353
24.1758 | 9.4568
24.1934 | 9.4782
24.2117 | 9.5
24.2296 | 9.5216
24.2476 | 9.5432
24.2651 | 9.5646
24.2834 | 9.5865
24.301 | 9.608
24.319 | 9.6297
24.3369 | 9.6515
24.3541 | 9.6729
24.3724 | 9.6949
24.3904 | 9.7167
24.408 | 9.7383
24.4259 | 9.7602
24.4438 | 9.7821
24.4614 | 9.8038
24.4794 | 9.8258
24.4973 | 9.8477
24.5149 | 9.8695
24.5328 | 9.8915
24.5504 | 9.9134
24.5684 | 9.9355
24.5859 | 9.9573
24.6039 | 9.9795
24.6215 | 10.0014
24.6398 | 10.0238
24.6566 | 10.0453
24.6746 | 10.0675
24.6921 | 10.0896
24.7101 | 10.1118
24.728 | 10.1341
24.7456 | 10.1562
24.7632 | 10.1783
24.7808 | 10.2005
24.7987 | 10.2229
24.8159 | 10.2448
24.8339 | 10.2673
24.8518 | 10.2897
24.869 | 10.3118
24.887 | 10.3343
24.9045 | 10.3566
24.9221 | 10.3789
24.9393 | 10.4011
24.9573 | 10.4237
24.9749 | 10.4461
24.9924 | 10.4685
25.01 | 10.491
25.028 | 10.5137
25.0452 | 10.536
25.0631 | 10.5587
25.0803 | 10.5811
25.0979 | 10.6036
25.1155 | 10.6262
25.1331 | 10.6489
25.1506 | 10.6715
25.1682 | 10.6942
25.1858 | 10.7169
25.203 | 10.7394
25.2206 | 10.7621
25.2378 | 10.7847
25.2554 | 10.8075
25.2729 | 10.8303
25.2905 | 10.8531
25.3077 | 10.8758
25.3253 | 10.8987
25.3433 | 10.9218
25.3605 | 10.9445
25.3777 | 10.9673
25.3953 | 10.9902
25.4128 | 11.0132
25.4301 | 11.0361
25.4476 | 11.0591
25.4648 | 11.082
25.4828 | 11.1053
25.5004 | 11.1284
25.5172 | 11.1511
25.5348 | 11.1743
25.5524 | 11.1975
25.5685 | 11.2198
25.5864 | 11.2433
25.6036 | 11.2663
25.6208 | 11.2894
25.6388 | 11.3129
25.656 | 11.3361
25.6732 | 11.3592
25.6901 | 11.3821
25.7076 | 11.4056
25.7252 | 11.429
25.7428 | 11.4524
25.7596 | 11.4755
25.7769 | 11.4988
25.7941 | 11.5221
25.8116 | 11.5456
25.8296 | 11.5694
25.8461 | 11.5923
25.8633 | 11.6157
25.8809 | 11.6394
25.8977 | 11.6626
25.9153 | 11.6863
25.9325 | 11.7098
25.9493 | 11.7331
25.9669 | 11.7568
25.9841 | 11.7804
26.0013 | 11.804
26.0189 | 11.8278
26.0361 | 11.8515
26.0555 | 11.8765
26.0728 | 11.9002
26.0896 | 11.9236
26.1072 | 11.9476
26.1244 | 11.9714
26.1412 | 11.9949
26.1584 | 12.0187
26.1764 | 12.043
26.1936 | 12.0668
26.2104 | 12.0905
26.2277 | 12.1143
26.2449 | 12.1383
26.2625 | 12.1624
26.2793 | 12.1862
26.2965 | 12.2101
26.3134 | 12.2339
26.3306 | 12.2579
26.3478 | 12.282
26.3536 | 12.2988
26.3818 | 12.3299
26.3884 | 12.3472
26.4045 | 12.3707
26.4265 | 12.3979
26.4437 | 12.4221
26.4609 | 12.4463
26.4785 | 12.4708
26.4954 | 12.4948
26.5122 | 12.5189
26.5291 | 12.5429
26.5463 | 12.5672
26.5635 | 12.5916
26.5803 | 12.6157
26.5975 | 12.6401
26.6147 | 12.6646
26.632 | 12.689
26.6488 | 12.7132
26.666 | 12.7377
26.6821 | 12.7615
26.6993 | 12.7861
26.7162 | 12.8104
26.7338 | 12.8352
26.7502 | 12.8594
26.7678 | 12.8842
26.7839 | 12.9082
26.8011 | 12.9328
26.8184 | 12.9575
26.8356 | 12.9823
26.8521 | 13.0065
26.8693 | 13.0313
26.8865 | 13.0561
26.9033 | 13.0807
26.9202 | 13.1053
26.9374 | 13.1301
26.9542 | 13.1548
26.9714 | 13.1797
26.9872 | 13.2037
27.0051 | 13.2291
27.0216 | 13.2536
27.0388 | 13.2786
27.0557 | 13.3034
27.0721 | 13.3279
27.0894 | 13.353
27.1062 | 13.3779
27.1234 | 13.403
27.1403 | 13.4279
27.1571 | 13.4528
27.174 | 13.4777
27.1908 | 13.5027
27.208 | 13.528
27.2245 | 13.5527
27.2417 | 13.578
27.2582 | 13.6028
27.2754 | 13.6281
27.2922 | 13.6532
27.3091 | 13.6784
27.3256 | 13.7033
27.3424 | 13.7284
27.3593 | 13.7536
27.3761 | 13.7789
27.3922 | 13.8036
27.4094 | 13.8291
27.4266 | 13.8546
27.4431 | 13.8797
27.4596 | 13.9048
27.4761 | 13.9299
27.4929 | 13.9553
27.5098 | 13.9807
27.5262 | 14.0058
27.5431 | 14.0313
27.5603 | 14.057
27.5764 | 14.082
27.5933 | 14.1075
27.6094 | 14.1325
27.6284 | 14.1596
27.6475 | 14.1867
27.6636 | 14.2118
27.6808 | 14.2377
27.6969 | 14.2629
27.7141 | 14.2888
27.7302 | 14.314
27.7471 | 14.3397
27.7635 | 14.3652
27.78 | 14.3907
27.7969 | 14.4165
27.8137 | 14.4423
27.8302 | 14.4679
27.8467 | 14.4935
27.8632 | 14.5191
27.88 | 14.545
27.8961 | 14.5704
27.913 | 14.5964
27.9298 | 14.6224
27.9459 | 14.6479
27.9628 | 14.6739
27.9789 | 14.6994
27.9957 | 14.7255
28.0122 | 14.7513
28.0283 | 14.7769
28.0452 | 14.803
28.0613 | 14.8286
28.0778 | 14.8546
28.0946 | 14.8808
28.1111 | 14.9067
28.1276 | 14.9327
28.1437 | 14.9585
28.1602 | 14.9845
28.1766 | 15.0105
28.1935 | 15.0369
28.21 | 15.063
28.2264 | 15.0891
28.2426 | 15.115
28.2594 | 15.1414
28.2759 | 15.1676
28.292 | 15.1935
28.3088 | 15.22
28.3246 | 15.2457
28.3414 | 15.2723
28.3579 | 15.2986
28.374 | 15.3246
28.3905 | 15.351
28.407 | 15.3773
28.4227 | 15.4032
28.4396 | 15.4299
28.4561 | 15.4563
28.4725 | 15.4828
28.489 | 15.5092
28.5051 | 15.5355
28.5212 | 15.5617
28.5381 | 15.5885
28.5546 | 15.6151
28.5703 | 15.6411
28.5868 | 15.6678
28.6029 | 15.6941
28.6194 | 15.7208
28.6359 | 15.7475
28.652 | 15.7739
28.6681 | 15.8003
28.6849 | 15.8274
28.701 | 15.8539
28.7172 | 15.8804
28.7336 | 15.9072
28.7498 | 15.9337
28.7662 | 15.9606
28.7827 | 15.9875
28.7988 | 16.0141
28.8149 | 16.0408
28.8314 | 16.0677
28.8475 | 16.0944
28.8636 | 16.1211
28.8809 | 16.1487
28.897 | 16.1754
28.9127 | 16.2019
28.9292 | 16.229
28.9449 | 16.2556
28.9614 | 16.2827
30.5596 | 19.0676
32.1105 | 22.0282
33.6244 | 25.1645
35.0988 | 28.4665
36.531 | 31.9233
37.9325 | 35.5393
39.2974 | 39.3012
40.2166 | 41.9989
40.2166 | 41.9989
41.8876 | 47.1922
47.4108 | 68.3839
52.7501 | 92.9577
57.0026 | 118.576
59.2006 | 141.4966
60.8588 | 164.26
62.5126 | 188.1365
63.8353 | 211.8995
65.306 | 237.1662
66.5988 | 261.4342
66.958 | 284.5607
67.3173 | 306.7195
68.3295 | 332.6763
69.2754 | 358.9384
70.0199 | 384.6108
70.7633 | 410.7826
72.4189 | 443.6661
72.6068 | 467.1913
73.0829 | 493.0012
73.6285 | 510.6413
73.6703 | 510.9622
74.2679 | 524.6815
74.8436 | 552.1934
75.2886 | 578.9852
75.4889 | 603.9162
76.8098 | 662.952
77.6276 | 718.6505
78.3014 | 773.895
78.9331 | 829.5693
79.1993 | 881.6276
79.4037 | 934.6162
79.5095 | 934.6162
79.5095 | 933.2482
80.2841 | 994.3449
81.3351 | 1059.0774
82.3568 | 1124.8015
82.7051 | 1181.3781
83.4833 | 1245.4481
83.5327 | 1298.1826
84.0894 | 1339.0333
84.0927 | 1339.0907
84.3365 | 1416.8021
85.2539 | 1486.7505
85.8065 | 1550.7511
86.0698 | 1609.599
86.8711 | 1680.1506
87.4929 | 1747.8859
88.2015 | 1818.4157
88.2015 | 1818.4157
89.3643 | 1900.4132
91.0095 | 1995.4808
92.6331 | 2441.5846
92.6331 | 2423.5318
92.6385 | 2423.5318
92.6547 | 2441.1242
93.394 | 2579.9826
93.6786 | 2706.159
95.5745 | 3005.9654
96.8346 | 3225.6608
96.8346 | 3225.6608

## Guejito
Calibrated Rating Curve (5-28-2021)
Stage_in | Flow_cfs
0 | 0
3.901 | 1
5.4325 | 1.25
5.8097 | 1.5
6.1228 | 1.75
6.4044 | 2
6.634 | 2.25
6.8252 | 2.5
7.0043 | 2.75
7.1636 | 3
7.48 | 3.5
7.774 | 4
8.0421 | 4.5
8.2538 | 5
8.4757 | 5.5
8.7123 | 6
8.91 | 6.5
9.103 | 7
9.2872 | 7.5
9.4476 | 8
9.6329 | 8.5
9.8043 | 9
9.9526 | 9.5
10.1053 | 10
10.2511 | 10.5
10.3932 | 11
10.5312 | 11.5
10.6656 | 12
10.7967 | 12.5
10.9707 | 13
11.0974 | 13.5
11.2252 | 14
11.3219 | 14.5
11.4383 | 15
11.5533 | 15.5
11.7104 | 16
11.8141 | 16.5
11.9199 | 17
12.0213 | 17.5
12.1283 | 18
12.2286 | 18.5
12.3275 | 19
12.4264 | 19.5
12.5253 | 20
12.6216 | 20.5
12.7153 | 21
12.8091 | 21.5
12.9127 | 22
13.0032 | 22.5
13.0929 | 23
13.1808 | 23.5
13.2672 | 24
13.365 | 24.5
13.4617 | 25
13.5327 | 25.5
13.6133 | 26
13.692 | 26.5
13.77 | 27
13.8619 | 27.5
13.9381 | 28
14.0143 | 28.5
14.0893 | 29
14.164 | 29.5
14.2377 | 30
14.3113 | 30.5
14.3841 | 31
14.5284 | 32
14.6702 | 33
14.81 | 34
14.9481 | 35
15.0488 | 36
15.1883 | 37
15.318 | 38
15.4451 | 39
15.5696 | 40
15.6922 | 41
15.8142 | 42
15.9347 | 43
16.0537 | 44
16.1709 | 45
16.2873 | 46
16.4023 | 47
16.5488 | 48
16.6616 | 49
16.7737 | 50
16.8846 | 51
16.9945 | 52
17.1033 | 53
17.2113 | 54
17.3182 | 55
17.4252 | 56
17.5303 | 57
17.6343 | 58
17.7361 | 59
17.8371 | 60
17.9382 | 61
18.036 | 62
18.1341 | 63
18.2312 | 64
18.3279 | 65
18.4234 | 66
18.5187 | 67
18.6131 | 68
18.7076 | 69
18.8006 | 70
18.8937 | 71
18.9856 | 72
19.0775 | 73
19.1687 | 74
19.2588 | 75
19.3492 | 76
19.4386 | 77
19.5276 | 78
19.6158 | 79
19.7037 | 80
19.7916 | 81
19.8784 | 82
19.9652 | 83
20.0513 | 84
20.1369 | 85
20.2219 | 86
20.3065 | 87
20.3911 | 88
20.4746 | 89
20.5581 | 90
20.6412 | 91
20.7243 | 92
20.806 | 93
20.8877 | 94
20.9693 | 95
21.0503 | 96
21.1308 | 97
21.211 | 98
21.2909 | 99
21.3703 | 100
21.4494 | 101
21.5282 | 102
21.6069 | 103
21.6849 | 104
21.7629 | 105
21.8406 | 106
21.9164 | 107
21.9933 | 108
22.0698 | 109
22.1463 | 110
22.2222 | 111
22.2976 | 112
22.3727 | 113
22.4481 | 114
22.5232 | 115
22.5968 | 116
22.6689 | 117
22.7418 | 118
22.8136 | 119
22.8854 | 120
22.9568 | 121
23.0278 | 122
23.0989 | 123
23.1695 | 124
23.2399 | 125
23.3102 | 126
23.3801 | 127
23.4497 | 128
23.5196 | 129
23.5885 | 130
23.6577 | 131
23.7265 | 132
23.795 | 133
23.8635 | 134
23.9309 | 135
23.999 | 136
24.0668 | 137
24.1341 | 138
24.2019 | 139
24.2689 | 140
24.344 | 141
24.4103 | 142
24.4769 | 143
24.5436 | 144
24.6091 | 145
24.6747 | 146
24.7402 | 147
24.8058 | 148
24.871 | 149
24.9361 | 150
25.0006 | 151
25.3214 | 156
25.6371 | 161
25.9487 | 166
26.2563 | 171
26.5592 | 176
26.8587 | 181
27.1543 | 186
27.4462 | 191
27.7344 | 196
28.0196 | 201
28.3016 | 206
28.5803 | 211
28.8539 | 216
29.1234 | 221
29.3907 | 226
29.6551 | 231
29.917 | 236
30.1763 | 241
30.433 | 246
30.6875 | 251
30.9391 | 256
31.1892 | 261
31.4368 | 266
31.6752 | 271
31.9169 | 276
32.156 | 281
32.3933 | 286
32.6284 | 291
32.8624 | 296
33.0935 | 301
33.3235 | 306
33.5513 | 311
33.7779 | 316
33.9581 | 320
34.0024 | 321
34.2152 | 326
34.4382 | 331
34.6594 | 336
34.8799 | 341
35.0974 | 346
35.3131 | 351
35.5273 | 356
35.7394 | 361
35.9496 | 366
36.1587 | 371
36.3667 | 376
36.5732 | 381
36.7787 | 386
36.9823 | 391
37.1852 | 396
37.3862 | 401
37.7751 | 411
38.1684 | 421
38.5566 | 431
38.9404 | 441
39.3209 | 451
39.697 | 461
40.0731 | 471
40.4419 | 481
40.8074 | 491
41.1684 | 501
41.5273 | 511
41.8826 | 521
42.2337 | 531
42.5831 | 541
42.9288 | 551
43.2709 | 561
43.6111 | 571
43.9516 | 581
44.2864 | 591
44.6174 | 601
45.2726 | 621
45.9211 | 641
46.5561 | 661
47.1813 | 681
47.7976 | 701
48.4055 | 721
49.005 | 741
49.5964 | 761
50.1802 | 781
50.758 | 801
51.3279 | 821
51.8966 | 841
52.4525 | 861
53.0014 | 881
54.9834 | 901
55.4715 | 921
55.9465 | 941
56.4094 | 961
56.9042 | 981
57.3982 | 1001
57.8838 | 1021
58.3591 | 1041
58.8209 | 1061
59.2728 | 1081
59.7163 | 1101
60.1499 | 1121
60.574 | 1141
60.9896 | 1161
61.1936 | 1171
61.3961 | 1181
61.7934 | 1201
65.2977 | 1401
68.1014 | 1601
70.2496 | 1801
84.6036 | 2001
85.7938 | 2171
90.1719 | 2401
95.267 | 2601
98.9437 | 2801
102.504 | 3001
105.8168 | 3201
112.436 | 3601
112.7374 | 3801
113.3142 | 3871
114.4586 | 4001
118.8414 | 4501
122.4416 | 5001
125.8423 | 5491
129.5264 | 6001
132.4612 | 6501
135.4117 | 7001
137.1142 | 7351
140.6881 | 8001
142.9692 | 8501
145.5191 | 9001
148.1214 | 9581
149.9723 | 10001
154.4774 | 11001
158.4383 | 12001
160.8271 | 12601

## Sycamore
Calibrated Rating Curve (5-28-2021)
Stage_in | Flow_cfs
0 | 0
1.1382 | 0
5.4467 | 0.25
6.1345 | 0.5
6.738 | 0.75
7.3082 | 1
7.7791 | 1.25
8.2537 | 1.5
8.6961 | 1.75
9.1681 | 2
9.5578 | 2.25
9.9745 | 2.5
10.3393 | 2.75
10.7106 | 3
11.0651 | 3.25
11.8697 | 4.25
12.111 | 4.5
12.3476 | 4.75
12.5801 | 5
12.8061 | 5.25
13.0339 | 5.5
13.2554 | 5.75
13.4741 | 6
13.6901 | 6.25
13.9029 | 6.5
14.1127 | 6.75
14.32 | 7
14.5251 | 7.25
14.7276 | 7.5
14.9279 | 7.75
15.126 | 8
15.3223 | 8.25
15.516 | 8.5
15.7845 | 8.75
15.8984 | 9
16.0877 | 9.25
16.2745 | 9.5
16.4598 | 9.75
16.6436 | 10
16.826 | 10.25
17.0069 | 10.5
17.1863 | 10.75
17.3639 | 11
17.5408 | 11.25
17.7159 | 11.5
17.8906 | 11.75
18.063 | 12
18.2348 | 12.25
18.4055 | 12.5
18.575 | 12.75
18.7431 | 13
18.9112 | 13.25
18.917 | 13.5
19.0727 | 13.75
19.2283 | 14
19.3829 | 14.25
19.5367 | 14.5
19.6894 | 14.75
19.8414 | 15
19.9919 | 15.25
20.1428 | 15.5
20.2922 | 15.75
20.4409 | 16
20.5892 | 16.25
20.7364 | 16.5
20.8825 | 16.75
21.0283 | 17
21.1736 | 17.25
21.3176 | 17.5
21.4611 | 17.75
21.6039 | 18
21.7464 | 18.25
21.8881 | 18.5
22.0291 | 18.75
22.1686 | 19
22.3085 | 19.25
22.4451 | 19.5
22.5803 | 19.75
22.7139 | 20
22.9754 | 20.5
23.1732 | 21
23.4478 | 21.5
23.6745 | 22
23.8986 | 22.5
24.1114 | 23
24.3212 | 23.5
24.523 | 24
24.6109 | 24.5
24.7955 | 25
24.9753 | 25.5
25.1518 | 26
25.3239 | 26.5
25.4876 | 27
25.6736 | 27.5
25.719 | 28
25.9333 | 28.5
26.1464 | 29
26.3585 | 29.5
26.4152 | 30
26.6408 | 30.5
26.6855 | 31
26.8104 | 31.5
26.9437 | 32
27.1198 | 32.5
27.3176 | 33
27.4827 | 33.5
27.6351 | 34
27.7482 | 34.5
27.9097 | 35
28.0361 | 35.5
28.1609 | 36
28.2836 | 36.5
28.4034 | 37
28.5312 | 37.5
28.6579 | 38
28.7839 | 38.5
28.9087 | 39
29.0325 | 39.5
29.1567 | 40
29.2801 | 40.5
29.4042 | 41
29.5247 | 41.5
29.6448 | 42
29.8971 | 42.5
29.9828 | 43
30.0682 | 43.5
30.1524 | 44
30.2359 | 44.5
30.3179 | 45
30.4 | 45.5
30.4805 | 46
30.5611 | 46.5
30.8006 | 47
30.9116 | 47.5
31.0181 | 48
31.0221 | 48.5
31.1338 | 49
31.2313 | 49.5
31.3294 | 50
31.6253 | 51
31.8333 | 52
32.038 | 53
32.2394 | 54
32.439 | 55
32.6357 | 56
32.8301 | 57
33.0213 | 58
33.2092 | 59
33.2626 | 60
33.4402 | 61
33.6168 | 62
33.7914 | 63
33.965 | 64
34.1375 | 65
34.3071 | 66
34.4557 | 67
34.8875 | 68
34.9714 | 69
35.0812 | 70
35.1431 | 71
35.2442 | 72
35.3786 | 73
35.5328 | 74
35.6836 | 75
35.8312 | 76
35.9752 | 77
36.1293 | 78
36.278 | 79
36.4245 | 80
36.5706 | 81
36.7149 | 82
36.8596 | 83
37.0027 | 84
37.1445 | 85
37.344 | 86
37.4253 | 87
37.6312 | 88
37.7743 | 89
37.9322 | 90
38.0702 | 91
38.2087 | 92
38.3449 | 93
38.4808 | 94
38.6163 | 95
38.751 | 96
38.8854 | 97
39.0187 | 98
39.1509 | 99
39.2831 | 100
39.4142 | 101
39.545 | 102
39.675 | 103
39.8035 | 104
39.9324 | 105
40.061 | 106
40.1284 | 107
40.3342 | 108
40.462 | 109
40.5894 | 110
40.7158 | 111
40.8417 | 112
40.9681 | 113
41.0937 | 114
41.2508 | 115
41.342 | 116
41.4493 | 117
41.5591 | 118
41.6796 | 119
41.799 | 120
41.918 | 121
42.2227 | 123
42.3809 | 124
42.3849 | 125
42.5051 | 126
42.6244 | 127
42.7446 | 128
42.8588 | 129
43.0698 | 130
43.2089 | 131
43.3408 | 132
43.4773 | 133
43.6238 | 134
43.7626 | 135
43.8531 | 136
44.0263 | 137
44.1596 | 138
44.2925 | 139
44.3661 | 140
44.4811 | 141
44.6122 | 142
44.7411 | 143
44.9078 | 144
45.0381 | 145
45.1667 | 146
45.2956 | 147
45.4249 | 148
45.553 | 149
45.6999 | 150
45.8262 | 151
45.9588 | 152
46.0807 | 153
46.1862 | 154
46.2847 | 155
46.3895 | 156
46.4942 | 157
46.6066 | 158
46.7198 | 159
46.8315 | 160
46.9435 | 161
47.0556 | 162
47.1677 | 163
47.2416 | 164
47.3533 | 165
47.4643 | 166
47.5753 | 167
47.6855 | 168
47.7964 | 169
47.9063 | 170
48.0173 | 171
48.2169 | 172
48.3421 | 173
48.4351 | 174
48.5431 | 175
48.7024 | 176
48.8383 | 177
48.9833 | 178
49.1181 | 179
49.2551 | 180
49.3891 | 181
49.5411 | 182
49.6978 | 183
49.852 | 184
49.9897 | 185
50.1255 | 186
50.2614 | 187
50.3947 | 188
50.5492 | 189
50.6968 | 190
50.8587 | 191
50.9766 | 192
51.1026 | 193
51.2403 | 194
51.3725 | 195
51.5413 | 196
51.6409 | 197
51.8163 | 230
52.3799 | 235
52.945 | 240
53.5082 | 245
54.0781 | 250
54.6373 | 255
54.9888 | 260
55.3865 | 265
55.886 | 270
56.3592 | 275
56.8166 | 280
57.9244 | 285
58.8926 | 290
59.1856 | 295
59.5291 | 300
60.181 | 310
60.7808 | 320
61.3598 | 330
61.796 | 340
62.3273 | 350
62.7496 | 360
63.1813 | 370
63.4721 | 380
63.9449 | 390
64.2997 | 400
64.8758 | 410
65.1318 | 480
65.3929 | 490
66.7618 | 500
66.8856 | 510
67.0485 | 520
67.1192 | 530
67.2836 | 540
67.4334 | 550
67.6506 | 560
67.9611 | 580
68.0186 | 582
68.3423 | 590
68.4031 | 600
68.8752 | 620
69.0934 | 640
69.5409 | 660
70.0668 | 680
70.5817 | 700
71.7536 | 800
72.6786 | 900
73.5495 | 1000
74.5529 | 1200
79.9304 | 2400
81.994 | 2600
84.928 | 2890
85.9618 | 3000
87.757 | 3200
89.4284 | 3400
91.195 | 3630
92.468 | 3800
93.8852 | 4000
95.3574 | 4200
96.6746 | 4400
97.834 | 4580

## ElKu
Python calibrated rating curve
Stage_in | Flow_gpm
0 | 0
0.012 | 0.076475
0.024 | 0.24285
0.036 | 0.47744
0.048 | 0.77134
0.06 | 1.1191
0.072 | 1.5168
0.084 | 1.9617
0.096 | 2.4512
0.108 | 2.9837
0.12 | 3.5574
0.132 | 4.1709
0.144 | 4.8231
0.156 | 5.513
0.168 | 6.2395
0.18 | 7.0018
0.192 | 7.7992
0.204 | 8.631
0.216 | 9.4965
0.228 | 10.3952
0.24 | 11.3264
0.252 | 12.2898
0.264 | 13.2848
0.276 | 14.311
0.288 | 15.368
0.3 | 16.4554
0.312 | 17.5729
0.324 | 18.7201
0.336 | 19.8966
0.348 | 21.1023
0.36 | 22.3368
0.372 | 23.5999
0.384 | 24.8912
0.396 | 26.2106
0.408 | 27.5578
0.42 | 28.9325
0.432 | 30.3347
0.444 | 31.764
0.456 | 33.2204
0.468 | 34.7035
0.48 | 36.2133
0.492 | 37.7495
0.504 | 39.312
0.516 | 40.9007
0.528 | 42.5153
0.54 | 44.1558
0.552 | 45.822
0.564 | 47.5139
0.576 | 49.2311
0.588 | 50.9737
0.6 | 52.7415
0.612 | 54.5345
0.624 | 56.3524
0.636 | 58.1952
0.648 | 60.0628
0.66 | 61.9551
0.672 | 63.872
0.684 | 65.8135
0.696 | 67.7793
0.708 | 69.7695
0.72 | 71.7839
0.732 | 73.8226
0.744 | 75.8853
0.756 | 77.9721
0.768 | 80.0828
0.78 | 82.2174
0.792 | 84.3759
0.804 | 86.5581
0.816 | 88.764
0.828 | 90.9936
0.84 | 93.2468
0.852 | 95.5235
0.864 | 97.8237
0.876 | 100.1473
0.888 | 102.4943
0.9 | 104.8646
0.912 | 107.2582
0.924 | 109.675
0.936 | 112.1151
0.948 | 114.5783
0.96 | 117.0646
0.972 | 119.574
0.984 | 122.1064
0.996 | 124.6619
1.008 | 127.2403
1.02 | 129.8416
1.032 | 132.4659
1.044 | 135.113
1.056 | 137.7829
1.068 | 140.4757
1.08 | 143.1913
1.092 | 145.9296
1.104 | 148.6907
1.116 | 151.4744
1.128 | 154.2809
1.14 | 157.11
1.152 | 159.9617
1.164 | 162.8361
1.176 | 165.7331
1.188 | 168.6526
1.2 | 171.5947
1.212 | 174.5594
1.224 | 177.5466
1.236 | 180.5563
1.248 | 183.5885
1.26 | 186.6431
1.272 | 189.7203
1.284 | 192.8199
1.296 | 195.9419
1.308 | 199.0864
1.32 | 202.2532
1.332 | 205.4425
1.344 | 208.6542
1.356 | 211.8883
1.368 | 215.1448
1.38 | 218.4236
1.392 | 221.7248
1.404 | 225.0483
1.416 | 228.3942
1.428 | 231.7625
1.44 | 235.1531
1.452 | 238.566
1.464 | 242.0012
1.476 | 245.4588
1.488 | 248.9387
1.5 | 252.4409
1.512 | 255.9655
1.524 | 259.5123
1.536 | 263.0815
1.548 | 266.673
1.56 | 270.2868
1.572 | 273.9229
1.584 | 277.5813
1.596 | 281.262
1.608 | 284.965
1.62 | 288.6904
1.632 | 292.438
1.644 | 296.208
1.656 | 300.0003
1.668 | 303.8149
1.68 | 307.6518
1.692 | 311.5111
1.704 | 315.3926
1.716 | 319.2966
1.728 | 323.2228
1.74 | 327.1714
1.752 | 331.1424
1.764 | 335.1357
1.776 | 339.1513
1.788 | 343.1893
1.8 | 347.2497
1.812 | 351.3325
1.824 | 355.4376
1.836 | 359.5652
1.848 | 363.7151
1.86 | 367.8874
1.872 | 372.0821
1.884 | 376.2993
1.896 | 380.5389
1.908 | 384.8009
1.92 | 389.0853
1.932 | 393.3922
1.944 | 397.7216
1.956 | 402.0734
1.968 | 406.4477
1.98 | 410.8445
1.992 | 415.2638
2.004 | 419.7056
2.016 | 424.1699
2.028 | 428.6567
2.04 | 433.1661
2.052 | 437.698
2.064 | 442.2525
2.076 | 446.8296
2.088 | 451.4292
2.1 | 456.0514
2.112 | 460.6963
2.124 | 465.3637
2.136 | 470.0538
2.148 | 474.7665
2.16 | 479.5019
2.172 | 484.2599
2.184 | 489.0406
2.196 | 493.844
2.208 | 498.6701
2.22 | 503.5189
2.232 | 508.3905
2.244 | 513.2848
2.256 | 518.2018
2.268 | 523.1416
2.28 | 528.1042
2.292 | 533.0896
2.304 | 538.0978
2.316 | 543.1289
2.328 | 548.1827
2.34 | 553.2595
2.352 | 558.359
2.364 | 563.4815
2.376 | 568.6269
2.388 | 573.7952
2.4 | 578.9864
2.412 | 584.2006
2.424 | 589.4377
2.436 | 594.6978
2.448 | 599.9809
2.46 | 605.287
2.472 | 610.6161
2.484 | 615.9682
2.496 | 621.3434
2.508 | 626.7417
2.52 | 632.1631
2.532 | 637.6075
2.544 | 643.0751
2.556 | 648.5658
2.568 | 654.0796
2.58 | 659.6167
2.592 | 665.1769
2.604 | 670.7603
2.616 | 676.3669
2.628 | 681.9968
2.64 | 687.6499
2.652 | 693.3262
2.664 | 699.0259
2.676 | 704.7489
2.688 | 710.4951
2.7 | 716.2648
2.712 | 722.0577
2.724 | 727.8741
2.736 | 733.7138
2.748 | 739.577
2.76 | 745.4635
2.772 | 751.3736
2.784 | 757.307
2.796 | 763.264
2.808 | 769.2444
2.82 | 775.2484
2.832 | 781.2759
2.844 | 787.327
2.856 | 793.4016
2.868 | 799.4998
2.88 | 805.6217
2.892 | 811.7671
2.904 | 817.9362
2.916 | 824.129
2.928 | 830.3454
2.94 | 836.5856
2.952 | 842.8494
2.964 | 849.137
2.976 | 855.4484
2.988 | 861.7835
3 | 868.1425
3.012 | 874.5252
3.024 | 880.9318
3.036 | 887.3623
3.048 | 893.8166
3.06 | 900.2948
3.072 | 906.7969
3.084 | 913.3229
3.096 | 919.8729
3.108 | 926.4469
3.12 | 933.0449
3.132 | 939.6669
3.144 | 946.3129
3.156 | 952.9829
3.168 | 959.677
3.18 | 966.3952
3.192 | 973.1376
3.204 | 979.904
3.216 | 986.6946
3.228 | 993.5094
3.24 | 1000.3483
3.252 | 1007.2115
3.264 | 1014.0989
3.276 | 1021.0105
3.288 | 1027.9464
3.3 | 1034.9066
3.312 | 1041.8911
3.324 | 1048.8999
3.336 | 1055.9331
3.348 | 1062.9907
3.36 | 1070.0726
3.372 | 1077.179
3.384 | 1084.3098
3.396 | 1091.465
3.408 | 1098.6448
3.42 | 1105.849
3.432 | 1113.0777
3.444 | 1120.331
3.456 | 1127.6088
3.468 | 1134.9112
3.48 | 1142.2382
3.492 | 1149.5898
3.504 | 1156.966
3.516 | 1164.3669
3.528 | 1171.7925
3.54 | 1179.2428
3.552 | 1186.7178
3.564 | 1194.2176
3.576 | 1201.7421
3.588 | 1209.2914
3.6 | 1216.8655
3.612 | 1224.4644
3.624 | 1232.0882
3.636 | 1239.7369
3.648 | 1247.4104
3.66 | 1255.1089
3.672 | 1262.8323
3.684 | 1270.5806
3.696 | 1278.3539
3.708 | 1286.1523
3.72 | 1293.9756
3.732 | 1301.824
3.744 | 1309.6974
3.756 | 1317.5959
3.768 | 1325.5195
3.78 | 1333.4683
3.792 | 1341.4422
3.804 | 1349.4412
3.816 | 1357.4655
3.828 | 1365.5149
3.84 | 1373.5896
3.852 | 1381.6896
3.864 | 1389.8148
3.876 | 1397.9653
3.888 | 1406.1411
3.9 | 1414.3423
3.912 | 1422.5688
3.924 | 1430.8207
3.936 | 1439.098
3.948 | 1447.4008
3.96 | 1455.729
3.972 | 1464.0826
3.984 | 1472.4618
3.996 | 1480.8664
4.008 | 1489.2966
4.02 | 1497.7524
4.032 | 1506.2337
4.044 | 1514.7406
4.056 | 1523.2732
4.068 | 1531.8314
4.08 | 1540.4152
4.092 | 1549.0248
4.104 | 1557.66
4.116 | 1566.321
4.128 | 1575.0077
4.14 | 1583.7203
4.152 | 1592.4586
4.164 | 1601.2227
4.176 | 1610.0126
4.188 | 1618.8285
4.2 | 1627.6702
4.212 | 1636.5378
4.224 | 1645.4313
4.236 | 1654.3508
4.248 | 1663.2963
4.26 | 1672.2677
4.272 | 1681.2652
4.284 | 1690.2887
4.296 | 1699.3383
4.308 | 1708.4139
4.32 | 1717.5157
4.332 | 1726.6436
4.344 | 1735.7976
4.356 | 1744.9778
4.368 | 1754.1842
4.38 | 1763.4168
4.392 | 1772.6756
4.404 | 1781.9607
4.416 | 1791.2721
4.428 | 1800.6098
4.44 | 1809.9738
4.452 | 1819.3641
4.464 | 1828.7808
4.476 | 1838.224
4.488 | 1847.6935
4.5 | 1857.1894
4.512 | 1866.7119
4.524 | 1876.2608
4.536 | 1885.8362
4.548 | 1895.4381
4.56 | 1905.0665
4.572 | 1914.7216
4.584 | 1924.4032
4.596 | 1934.1114
4.608 | 1943.8463
4.62 | 1953.6079
4.632 | 1963.3961
4.644 | 1973.211
4.656 | 1983.0526
4.668 | 1992.921
4.68 | 2002.8162
4.692 | 2012.7381
4.704 | 2022.6869
4.716 | 2032.6625
4.728 | 2042.6649
4.74 | 2052.6943
4.752 | 2062.7505
4.764 | 2072.8336
4.776 | 2082.9438
4.788 | 2093.0808
4.8 | 2103.2449
4.812 | 2113.436
4.824 | 2123.6541
4.836 | 2133.8993
4.848 | 2144.1715
4.86 | 2154.4709
4.872 | 2164.7974
4.884 | 2175.151
4.896 | 2185.5318
4.908 | 2195.9398
4.92 | 2206.3751
4.932 | 2216.8375
4.944 | 2227.3272
4.956 | 2237.8442
4.968 | 2248.3885
4.98 | 2258.9601
4.992 | 2269.5591
5.004 | 2280.1855
5.016 | 2290.8392
5.028 | 2301.5204
5.04 | 2312.229
5.052 | 2322.965
5.064 | 2333.7286
5.076 | 2344.5196
5.088 | 2355.3382
5.1 | 2366.1843
5.112 | 2377.058
5.124 | 2387.9593
5.136 | 2398.8883
5.148 | 2409.8448
5.16 | 2420.829
5.172 | 2431.8409
5.184 | 2442.8806
5.196 | 2453.9479
5.208 | 2465.043
5.22 | 2476.1659
5.232 | 2487.3165
5.244 | 2498.495
5.256 | 2509.7014
5.268 | 2520.9355
5.28 | 2532.1976
5.292 | 2543.4876
5.304 | 2554.8055
5.316 | 2566.1514
5.328 | 2577.5253
5.34 | 2588.9271
5.352 | 2600.357
5.364 | 2611.8149
5.376 | 2623.3009
5.388 | 2634.815
5.4 | 2646.3572
5.412 | 2657.9275
5.424 | 2669.526
5.436 | 2681.1526
5.448 | 2692.8075
5.46 | 2704.4906
5.472 | 2716.2019
5.484 | 2727.9415
5.496 | 2739.7094
5.508 | 2751.5056
5.52 | 2763.3301
5.532 | 2775.183
5.544 | 2787.0643
5.556 | 2798.9739
5.568 | 2810.912
5.58 | 2822.8786
5.592 | 2834.8736
5.604 | 2846.8971
5.616 | 2858.9492
5.628 | 2871.0297
5.64 | 2883.1388
5.652 | 2895.2765
5.664 | 2907.4428
5.676 | 2919.6378
5.688 | 2931.8614
5.7 | 2944.1136
5.712 | 2956.3946
5.724 | 2968.7042
5.736 | 2981.0426
5.748 | 2993.4098
5.76 | 3005.8058
5.772 | 3018.2305
5.784 | 3030.6841
5.796 | 3043.1665
5.808 | 3055.6779
5.82 | 3068.2181
5.832 | 3080.7872
5.844 | 3093.3853
5.856 | 3106.0123
5.868 | 3118.6683
5.88 | 3131.3533
5.892 | 3144.0674
5.904 | 3156.8105
5.916 | 3169.5826
5.928 | 3182.3839
5.94 | 3195.2143
5.952 | 3208.0739
5.964 | 3220.9626
5.976 | 3233.8804
5.988 | 3246.8275
6 | 3259.8039
6.012 | 3272.8094
6.024 | 3285.8443
6.036 | 3298.9085
6.048 | 3312.0019
6.06 | 3325.1248
6.072 | 3338.2769
6.084 | 3351.4585
6.096 | 3364.6695
6.108 | 3377.9099
6.12 | 3391.1798
6.132 | 3404.4791
6.144 | 3417.808
6.156 | 3431.1663
6.168 | 3444.5543
6.18 | 3457.9717
6.192 | 3471.4188
6.204 | 3484.8955
6.216 | 3498.4018
6.228 | 3511.9378
6.24 | 3525.5034
6.252 | 3539.0988
6.264 | 3552.7238
6.276 | 3566.3787
6.288 | 3580.0632
6.3 | 3593.7776
6.312 | 3607.5218
6.324 | 3621.2958
6.336 | 3635.0997
6.348 | 3648.9334
6.36 | 3662.7971
6.372 | 3676.6907
6.384 | 3690.6142
6.396 | 3704.5677
6.408 | 3718.5512
6.42 | 3732.5647
6.432 | 3746.6082
6.444 | 3760.6818
6.456 | 3774.7854
6.468 | 3788.9192
6.48 | 3803.0831
6.492 | 3817.2771
6.504 | 3831.5013
6.516 | 3845.7557
6.528 | 3860.0403
6.54 | 3874.3552
6.552 | 3888.7003
6.564 | 3903.0756
6.576 | 3917.4813
6.588 | 3931.9173
6.6 | 3946.3837
6.612 | 3960.8804
6.624 | 3975.4075
6.636 | 3989.965
6.648 | 4004.553
6.66 | 4019.1714
6.672 | 4033.8203
6.684 | 4048.4997
6.696 | 4063.2096
6.708 | 4077.95
6.72 | 4092.7211
6.732 | 4107.5227
6.744 | 4122.3549
6.756 | 4137.2178
6.768 | 4152.1113
6.78 | 4167.0355
6.792 | 4181.9904
6.804 | 4196.976
6.816 | 4211.9924
6.828 | 4227.0395
6.84 | 4242.1174
6.852 | 4257.2262
6.864 | 4272.3657
6.876 | 4287.5362
6.888 | 4302.7375
6.9 | 4317.9697
6.912 | 4333.2328
6.924 | 4348.5268
6.936 | 4363.8519
6.948 | 4379.2079
6.96 | 4394.5949
6.972 | 4410.013
6.984 | 4425.4621
6.996 | 4440.9423
7.008 | 4456.4536
7.02 | 4471.996
7.032 | 4487.5696
7.044 | 4503.1743
7.056 | 4518.8102
7.068 | 4534.4773
7.08 | 4550.1757
7.092 | 4565.9053
7.104 | 4581.6662
7.116 | 4597.4583
7.128 | 4613.2818
7.14 | 4629.1367
7.152 | 4645.0229
7.164 | 4660.9405
7.176 | 4676.8894
7.188 | 4692.8699
7.2 | 4708.8817
7.212 | 4724.9251
7.224 | 4740.9999
7.236 | 4757.1063
7.248 | 4773.2442
7.26 | 4789.4136
7.272 | 4805.6147
7.284 | 4821.8473
7.296 | 4838.1116
7.308 | 4854.4075
7.32 | 4870.7351
7.332 | 4887.0944
7.344 | 4903.4854
7.356 | 4919.9081
7.368 | 4936.3626
7.38 | 4952.8489
7.392 | 4969.367
7.404 | 4985.9169
7.416 | 5002.4987
7.428 | 5019.1123
7.44 | 5035.7578
7.452 | 5052.4352
7.464 | 5069.1446
7.476 | 5085.8859
7.488 | 5102.6592
7.5 | 5119.4645
7.512 | 5136.3018
7.524 | 5153.1712
7.536 | 5170.0726
7.548 | 5187.0061
7.56 | 5203.9717
7.572 | 5220.9695
7.584 | 5237.9994
7.596 | 5255.0614
7.608 | 5272.1557
7.62 | 5289.2822
7.632 | 5306.441
7.644 | 5323.632
7.656 | 5340.8552
7.668 | 5358.1108
7.68 | 5375.3987
7.692 | 5392.719
7.704 | 5410.0716
7.716 | 5427.4567
7.728 | 5444.8741
7.74 | 5462.324
7.752 | 5479.8063
7.764 | 5497.3212
7.776 | 5514.8685
7.788 | 5532.4483
7.8 | 5550.0607
7.812 | 5567.7057
7.824 | 5585.3832
7.836 | 5603.0934
7.848 | 5620.8362
7.86 | 5638.6116
7.872 | 5656.4198
7.884 | 5674.2606
7.896 | 5692.1341
7.908 | 5710.0404
7.92 | 5727.9795
7.932 | 5745.9513
7.944 | 5763.9559
7.956 | 5781.9934
7.968 | 5800.0637
7.98 | 5818.1669
7.992 | 5836.303
8.004 | 5854.472
8.016 | 5872.6739
8.028 | 5890.9088
8.04 | 5909.1767
8.052 | 5927.4776
8.064 | 5945.8115
8.076 | 5964.1784
8.088 | 5982.5784
8.1 | 6001.0115
8.112 | 6019.4777
8.124 | 6037.9771
8.136 | 6056.5095
8.148 | 6075.0752
8.16 | 6093.6741
8.172 | 6112.3062
8.184 | 6130.9715
8.196 | 6149.6701
8.208 | 6168.4019
8.22 | 6187.1671
8.232 | 6205.9656
8.244 | 6224.7975
8.256 | 6243.6627
8.268 | 6262.5613
8.28 | 6281.4933
8.292 | 6300.4588
8.304 | 6319.4577
8.316 | 6338.4901
8.328 | 6357.5559
8.34 | 6376.6553
8.352 | 6395.7883
8.364 | 6414.9548
8.376 | 6434.1549
8.388 | 6453.3886
8.4 | 6472.6559
8.412 | 6491.9569
8.424 | 6511.2916
8.436 | 6530.6599
8.448 | 6550.062
8.46 | 6569.4978
8.472 | 6588.9673
8.484 | 6608.4707
8.496 | 6628.0078
8.508 | 6647.5787
8.52 | 6667.1835
8.532 | 6686.8222
8.544 | 6706.4947
8.556 | 6726.2012
8.568 | 6745.9416
8.58 | 6765.7159
8.592 | 6785.5242
8.604 | 6805.3665
8.616 | 6825.2428
8.628 | 6845.1532
8.64 | 6865.0976
8.652 | 6885.0761
8.664 | 6905.0887
8.676 | 6925.1354
8.688 | 6945.2162
8.7 | 6965.3312
8.712 | 6985.4804
8.724 | 7005.6638
8.736 | 7025.8815
8.748 | 7046.1334
8.76 | 7066.4195
8.772 | 7086.74
8.784 | 7107.0947
8.796 | 7127.4838
8.808 | 7147.9073
8.82 | 7168.3651
8.832 | 7188.8574
8.844 | 7209.384
8.856 | 7229.9451
8.868 | 7250.5407
8.88 | 7271.1708
8.892 | 7291.8353
8.904 | 7312.5344
8.916 | 7333.268
8.928 | 7354.0362
8.94 | 7374.839
8.952 | 7395.6764
8.964 | 7416.5485
8.976 | 7437.4552
8.988 | 7458.3965
9 | 7479.3726
9.012 | 7500.3834
9.024 | 7521.4289
9.036 | 7542.5092
9.048 | 7563.6243
9.06 | 7584.7742
9.072 | 7605.9589
9.084 | 7627.1784
9.096 | 7648.4329
9.108 | 7669.7222
9.12 | 7691.0464
9.132 | 7712.4055
9.144 | 7733.7997
9.156 | 7755.2287
9.168 | 7776.6928
9.18 | 7798.1919
9.192 | 7819.726
9.204 | 7841.2952
9.216 | 7862.8995
9.228 | 7884.5388
9.24 | 7906.2133
9.252 | 7927.923
9.264 | 7949.6678
9.276 | 7971.4478
9.288 | 7993.263
9.3 | 8015.1134
9.312 | 8036.999
9.324 | 8058.92
9.336 | 8080.8762
9.348 | 8102.8678
9.36 | 8124.8946
9.372 | 8146.9569
9.384 | 8169.0545
9.396 | 8191.1875
9.408 | 8213.3559
9.42 | 8235.5598
9.432 | 8257.7991
9.444 | 8280.0739
9.456 | 8302.3842
9.468 | 8324.73
9.48 | 8347.1114
9.492 | 8369.5284
9.504 | 8391.9809
9.516 | 8414.469
9.528 | 8436.9928
9.54 | 8459.5522
9.552 | 8482.1473
9.564 | 8504.7781
9.576 | 8527.4446
9.588 | 8550.1468
9.6 | 8572.8848
9.612 | 8595.6585
9.624 | 8618.4681
9.636 | 8641.3135
9.648 | 8664.1947
9.66 | 8687.1118
9.672 | 8710.0647
9.684 | 8733.0536
9.696 | 8756.0784
9.708 | 8779.1391
9.72 | 8802.2358
9.732 | 8825.3684
9.744 | 8848.5371
9.756 | 8871.7418
9.768 | 8894.9826
9.78 | 8918.2594
9.792 | 8941.5723
9.804 | 8964.9214
9.816 | 8988.3065
9.828 | 9011.7279
9.84 | 9035.1854
9.852 | 9058.679
9.864 | 9082.2089
9.876 | 9105.7751
9.888 | 9129.3775
9.9 | 9153.0162
9.912 | 9176.6911
9.924 | 9200.4024
9.936 | 9224.1501
9.948 | 9247.9341
9.96 | 9271.7545
9.972 | 9295.6113
9.984 | 9319.5045
9.996 | 9343.4342
10.008 | 9367.4003
10.02 | 9391.4029
10.032 | 9415.442
10.044 | 9439.5177
10.056 | 9463.6299
10.068 | 9487.7787
10.08 | 9511.964
10.092 | 9536.186
10.104 | 9560.4446
10.116 | 9584.7399
10.128 | 9609.0719
10.14 | 9633.4405
10.152 | 9657.8459
10.164 | 9682.288
10.176 | 9706.7668
10.188 | 9731.2824
10.2 | 9755.8349
10.212 | 9780.4241
10.224 | 9805.0502
10.236 | 9829.7132
10.248 | 9854.413
10.26 | 9879.1498
10.272 | 9903.9234
10.284 | 9928.7341
10.296 | 9953.5816
10.308 | 9978.4662
10.32 | 10003.3878
10.332 | 10028.3464
10.344 | 10053.342
10.356 | 10078.3747
10.368 | 10103.4446
10.38 | 10128.5515
10.392 | 10153.6955
10.404 | 10178.8767
10.416 | 10204.0951
10.428 | 10229.3507
10.44 | 10254.6435
10.452 | 10279.9735
10.464 | 10305.3408
10.476 | 10330.7453
10.488 | 10356.1872
10.5 | 10381.6663
10.512 | 10407.1828
10.524 | 10432.7367
10.536 | 10458.3279
10.548 | 10483.9566
10.56 | 10509.6226
10.572 | 10535.3261
10.584 | 10561.0671
10.596 | 10586.8456
10.608 | 10612.6615
10.62 | 10638.515
10.632 | 10664.406
10.644 | 10690.3346
10.656 | 10716.3008
10.668 | 10742.3045
10.68 | 10768.3459
10.692 | 10794.425
10.704 | 10820.5417
10.716 | 10846.6961
10.728 | 10872.8882
10.74 | 10899.1181
10.752 | 10925.3857
10.764 | 10951.691
10.776 | 10978.0342
10.788 | 11004.4152
10.8 | 11030.834
10.812 | 11057.2906
10.824 | 11083.7852
10.836 | 11110.3176
10.848 | 11136.8879
10.86 | 11163.4962
10.872 | 11190.1424
10.884 | 11216.8266
10.896 | 11243.5488
10.908 | 11270.309
10.92 | 11297.1073
10.932 | 11323.9436
10.944 | 11350.818
10.956 | 11377.7304
10.968 | 11404.681
10.98 | 11431.6698
10.992 | 11458.6967
11.004 | 11485.7618
11.016 | 11512.8651
11.028 | 11540.0066
11.04 | 11567.1863
11.052 | 11594.4043
11.064 | 11621.6606
11.076 | 11648.9552
11.088 | 11676.2881
11.1 | 11703.6594
11.112 | 11731.069
11.124 | 11758.517
11.136 | 11786.0034
11.148 | 11813.5283
11.16 | 11841.0916
11.172 | 11868.6933
11.184 | 11896.3336
11.196 | 11924.0123
11.208 | 11951.7296
11.22 | 11979.4854
11.232 | 12007.2798
11.244 | 12035.1128
11.256 | 12062.9844
11.268 | 12090.8946
11.28 | 12118.8434
11.292 | 12146.831
11.304 | 12174.8572
11.316 | 12202.9221
11.328 | 12231.0258
11.34 | 12259.1682
11.352 | 12287.3494
11.364 | 12315.5694
11.376 | 12343.8282
11.388 | 12372.1258
11.4 | 12400.4623
11.412 | 12428.8376
11.424 | 12457.2519
11.436 | 12485.705
11.448 | 12514.1971
11.46 | 12542.7282
11.472 | 12571.2982
11.484 | 12599.9072
11.496 | 12628.5552
11.508 | 12657.2423
11.52 | 12685.9684
11.532 | 12714.7336
11.544 | 12743.5379
11.556 | 12772.3813
11.568 | 12801.2638
11.58 | 12830.1855
11.592 | 12859.1464
11.604 | 12888.1464
11.616 | 12917.1857
11.628 | 12946.2642
11.64 | 12975.382
11.652 | 13004.5391
11.664 | 13033.7354
11.676 | 13062.9711
11.688 | 13092.2461
11.7 | 13121.5605
11.712 | 13150.9142
11.724 | 13180.3073
11.736 | 13209.7399
11.748 | 13239.2119
11.76 | 13268.7234
11.772 | 13298.2743
11.784 | 13327.8647
11.796 | 13357.4947
11.808 | 13387.1642
11.82 | 13416.8732
11.832 | 13446.6219
11.844 | 13476.4101
11.856 | 13506.238
11.868 | 13536.1055
11.88 | 13566.0126
11.892 | 13595.9595
11.904 | 13625.946
11.916 | 13655.9723
11.928 | 13686.0383
11.94 | 13716.144
11.952 | 13746.2896
11.964 | 13776.4749
11.976 | 13806.7001
11.988 | 13836.9651
12 | 13867.2699
12.012 | 13897.6147
12.024 | 13927.9993
12.036 | 13958.4239
12.048 | 13988.8884
12.06 | 14019.3928
12.072 | 14049.9373
12.084 | 14080.5217
12.096 | 14111.1462
12.108 | 14141.8107
12.12 | 14172.5153
12.132 | 14203.26
12.144 | 14234.0447
12.156 | 14264.8696
12.168 | 14295.7346
12.18 | 14326.6398
12.192 | 14357.5852
12.204 | 14388.5707
12.216 | 14419.5965
12.228 | 14450.6625
12.24 | 14481.7688
12.252 | 14512.9154
12.264 | 14544.1023
12.276 | 14575.3294
12.288 | 14606.597
12.3 | 14637.9049
12.312 | 14669.2531
12.324 | 14700.6418
12.336 | 14732.0709
12.348 | 14763.5404
12.36 | 14795.0504
12.372 | 14826.6009
12.384 | 14858.1919
12.396 | 14889.8234
12.408 | 14921.4954
12.42 | 14953.208
12.432 | 14984.9612
12.444 | 15016.755
12.456 | 15048.5894
12.468 | 15080.4644
12.48 | 15112.3801
12.492 | 15144.3365
12.504 | 15176.3336
12.516 | 15208.3714
12.528 | 15240.4499
12.54 | 15272.5692
12.552 | 15304.7293
12.564 | 15336.9301
12.576 | 15369.1718
12.588 | 15401.4544
12.6 | 15433.7777
12.612 | 15466.142
12.624 | 15498.5472
12.636 | 15530.9932
12.648 | 15563.4803
12.66 | 15596.0082
12.672 | 15628.5772
12.684 | 15661.1871
12.696 | 15693.8381
12.708 | 15726.5301
12.72 | 15759.2632
12.732 | 15792.0373
12.744 | 15824.8525
12.756 | 15857.7089
12.768 | 15890.6063
12.78 | 15923.545
12.792 | 15956.5248
12.804 | 15989.5458
12.816 | 16022.608
12.828 | 16055.7115
12.84 | 16088.8562
12.852 | 16122.0422
12.864 | 16155.2694
12.876 | 16188.538
12.888 | 16221.8479
12.9 | 16255.1992
12.912 | 16288.5919
12.924 | 16322.0259
12.936 | 16355.5013
12.948 | 16389.0182
12.96 | 16422.5766
12.972 | 16456.1764
12.984 | 16489.8176
12.996 | 16523.5005
13.008 | 16557.2248
13.02 | 16590.9907
13.032 | 16624.7981
13.044 | 16658.6472
13.056 | 16692.5378
13.068 | 16726.4701
13.08 | 16760.444
13.092 | 16794.4596
13.104 | 16828.5169
13.116 | 16862.6159
13.128 | 16896.7566
13.14 | 16930.9391
13.152 | 16965.1633
13.164 | 16999.4293
13.176 | 17033.7371
13.188 | 17068.0868
13.2 | 17102.4782
13.212 | 17136.9116
13.224 | 17171.3868
13.236 | 17205.904
13.248 | 17240.463
13.26 | 17275.064
13.272 | 17309.707
13.284 | 17344.3919
13.296 | 17379.1189
13.308 | 17413.8879
13.32 | 17448.6989
13.332 | 17483.5519
13.344 | 17518.4471
13.356 | 17553.3843
13.368 | 17588.3637
13.38 | 17623.3852
13.392 | 17658.4489
13.404 | 17693.5547
13.416 | 17728.7027
13.428 | 17763.893
13.44 | 17799.1255
13.452 | 17834.4002
13.464 | 17869.7172
13.476 | 17905.0766
13.488 | 17940.4782
13.5 | 17975.9221
13.512 | 18011.4085
13.524 | 18046.9371
13.536 | 18082.5082
13.548 | 18118.1217
13.56 | 18153.7776
13.572 | 18189.476
13.584 | 18225.2168
13.596 | 18261.0002
13.608 | 18296.826
13.62 | 18332.6944
13.632 | 18368.6053
13.644 | 18404.5588
13.656 | 18440.5548
13.668 | 18476.5935
13.68 | 18512.6748
13.692 | 18548.7988
13.704 | 18584.9654
13.716 | 18621.1747
13.728 | 18657.4267
13.74 | 18693.7214
13.752 | 18730.0589
13.764 | 18766.4391
13.776 | 18802.8621
13.788 | 18839.3279
13.8 | 18875.8365
13.812 | 18912.388
13.824 | 18948.9823
13.836 | 18985.6195
13.848 | 19022.2996
13.86 | 19059.0226
13.872 | 19095.7886
13.884 | 19132.5975
13.896 | 19169.4494
13.908 | 19206.3443
13.92 | 19243.2822
13.932 | 19280.2631
13.944 | 19317.2871
13.956 | 19354.3541
13.968 | 19391.4643
13.98 | 19428.6175
13.992 | 19465.8139
14.004 | 19503.0534
14.016 | 19540.3361
14.028 | 19577.662
14.04 | 19615.0311
14.052 | 19652.4434
14.064 | 19689.899
14.076 | 19727.3978
14.088 | 19764.94
14.1 | 19802.5254
14.112 | 19840.1541
14.124 | 19877.8262
14.136 | 19915.5417
14.148 | 19953.3005
14.16 | 19991.1027
14.172 | 20028.9484
14.184 | 20066.8375
14.196 | 20104.77
14.208 | 20142.7461
14.22 | 20180.7656
14.232 | 20218.8286
14.244 | 20256.9352
14.256 | 20295.0853
14.268 | 20333.279
14.28 | 20371.5163
14.292 | 20409.7972
14.304 | 20448.1218
14.316 | 20486.49
14.328 | 20524.9018
14.34 | 20563.3574
14.352 | 20601.8566
14.364 | 20640.3996
14.376 | 20678.9864
14.388 | 20717.6169
14.4 | 20756.2911
14.412 | 20795.0092
14.424 | 20833.7711
14.436 | 20872.5769
14.448 | 20911.4265
14.46 | 20950.32
14.472 | 20989.2574
14.484 | 21028.2387
14.496 | 21067.264
14.508 | 21106.3332
14.52 | 21145.4464
14.532 | 21184.6036
14.544 | 21223.8048
14.556 | 21263.05
14.568 | 21302.3393
14.58 | 21341.6727
14.592 | 21381.0502
14.604 | 21420.4717
14.616 | 21459.9374
14.628 | 21499.4473
14.64 | 21539.0013
14.652 | 21578.5995
14.664 | 21618.2419
14.676 | 21657.9286
14.688 | 21697.6595
14.7 | 21737.4346
14.712 | 21777.254
14.724 | 21817.1178
14.736 | 21857.0258
14.748 | 21896.9782
14.76 | 21936.975
14.772 | 21977.0161
14.784 | 22017.1017
14.796 | 22057.2316
14.808 | 22097.406
14.82 | 22137.6249
14.832 | 22177.8882
14.844 | 22218.196
14.856 | 22258.5483
14.868 | 22298.9452
14.88 | 22339.3866
14.892 | 22379.8725
14.904 | 22420.4031
14.916 | 22460.9783
14.928 | 22501.5981
14.94 | 22542.2625
14.952 | 22582.9716
14.964 | 22623.7254
14.976 | 22664.5239
14.988 | 22705.3671
15 | 22746.2551
15.012 | 22787.1878
15.024 | 22828.1653
15.036 | 22869.1876
15.048 | 22910.2547
15.06 | 22951.3667
15.072 | 22992.5235
15.084 | 23033.7251
15.096 | 23074.9717
15.108 | 23116.2632
15.12 | 23157.5996
15.132 | 23198.981
15.144 | 23240.4073
15.156 | 23281.8786
15.168 | 23323.3949
15.18 | 23364.9563
15.192 | 23406.5627
15.204 | 23448.2141
15.216 | 23489.9107
15.228 | 23531.6523
15.24 | 23573.4391
15.252 | 23615.271
15.264 | 23657.1481
15.276 | 23699.0703
15.288 | 23741.0377
15.3 | 23783.0504
15.312 | 23825.1083
15.324 | 23867.2114
15.336 | 23909.3598
15.348 | 23951.5535
15.36 | 23993.7925
15.372 | 24036.0768
15.384 | 24078.4065
15.396 | 24120.7816
15.408 | 24163.202
15.42 | 24205.6678
15.432 | 24248.1791
15.444 | 24290.7358
15.456 | 24333.338
15.468 | 24375.9856
15.48 | 24418.6787
15.492 | 24461.4174
15.504 | 24504.2016
15.516 | 24547.0313
15.528 | 24589.9067
15.54 | 24632.8276
15.552 | 24675.7941
15.564 | 24718.8063
15.576 | 24761.8641
15.588 | 24804.9675
15.6 | 24848.1167
15.612 | 24891.3116
15.624 | 24934.5522
15.636 | 24977.8385
15.648 | 25021.1706
15.66 | 25064.5485
15.672 | 25107.9721
15.684 | 25151.4416
15.696 | 25194.957
15.708 | 25238.5182
15.72 | 25282.1252
15.732 | 25325.7782
15.744 | 25369.4771
15.756 | 25413.2219
15.768 | 25457.0126
15.78 | 25500.8493
15.792 | 25544.732
15.804 | 25588.6607
15.816 | 25632.6355
15.828 | 25676.6563
15.84 | 25720.7231
15.852 | 25764.836
15.864 | 25808.9951
15.876 | 25853.2002
15.888 | 25897.4515
15.9 | 25941.7489
15.912 | 25986.0925
15.924 | 26030.4823
15.936 | 26074.9184
15.948 | 26119.4006
15.96 | 26163.9291
15.972 | 26208.5039
15.984 | 26253.1249
15.996 | 26297.7923
16.008 | 26342.506
16.02 | 26387.266
16.032 | 26432.0724
16.044 | 26476.9252
16.056 | 26521.8244
16.068 | 26566.77
16.08 | 26611.762
16.092 | 26656.8005
16.104 | 26701.8854
16.116 | 26747.0169
16.128 | 26792.1948
16.14 | 26837.4193
16.152 | 26882.6904
16.164 | 26928.008
16.176 | 26973.3722
16.188 | 27018.783
16.2 | 27064.2404
16.212 | 27109.7445
16.224 | 27155.2952
16.236 | 27200.8926
16.248 | 27246.5367
16.26 | 27292.2275
16.272 | 27337.9651
16.284 | 27383.7494
16.296 | 27429.5805
16.308 | 27475.4584
16.32 | 27521.3831
16.332 | 27567.3546
16.344 | 27613.3729
16.356 | 27659.4382
16.368 | 27705.5503
16.38 | 27751.7093
16.392 | 27797.9152
16.404 | 27844.1681
16.416 | 27890.4679
16.428 | 27936.8147
16.44 | 27983.2085
16.452 | 28029.6493
16.464 | 28076.1372
16.476 | 28122.6721
16.488 | 28169.2541
16.5 | 28215.8831
16.512 | 28262.5593
16.524 | 28309.2826
16.536 | 28356.053
16.548 | 28402.8706
16.56 | 28449.7354
16.572 | 28496.6474
16.584 | 28543.6066
16.596 | 28590.613
16.608 | 28637.6667
16.62 | 28684.7677
16.632 | 28731.916
16.644 | 28779.1115
16.656 | 28826.3544
16.668 | 28873.6447
16.68 | 28920.9823
16.692 | 28968.3673
16.704 | 29015.7997
16.716 | 29063.2795
16.728 | 29110.8068
16.74 | 29158.3815
16.752 | 29206.0037
16.764 | 29253.6734
16.776 | 29301.3906
16.788 | 29349.1554
16.8 | 29396.9677
16.812 | 29444.8275
16.824 | 29492.735
16.836 | 29540.69
16.848 | 29588.6927
16.86 | 29636.7431
16.872 | 29684.8411
16.884 | 29732.9867
16.896 | 29781.1801
16.908 | 29829.4212
16.92 | 29877.71
16.932 | 29926.0466
16.944 | 29974.4309
16.956 | 30022.8631
16.968 | 30071.343
16.98 | 30119.8708
16.992 | 30168.4464
17.004 | 30217.0699
17.016 | 30265.7413
17.028 | 30314.4606
17.04 | 30363.2278
17.052 | 30412.0429
17.064 | 30460.906
17.076 | 30509.8171
17.088 | 30558.7761
17.1 | 30607.7832
17.112 | 30656.8383
17.124 | 30705.9415
17.136 | 30755.0927
17.148 | 30804.292
17.16 | 30853.5394
17.172 | 30902.8349
17.184 | 30952.1786
17.196 | 31001.5704
17.208 | 31051.0104
17.22 | 31100.4987
17.232 | 31150.0351
17.244 | 31199.6197
17.256 | 31249.2526
17.268 | 31298.9338
17.28 | 31348.6632
17.292 | 31398.441
17.304 | 31448.2671
17.316 | 31498.1415
17.328 | 31548.0643
17.34 | 31598.0355
17.352 | 31648.0551
17.364 | 31698.123
17.376 | 31748.2395
17.388 | 31798.4043
17.4 | 31848.6177
17.412 | 31898.8795
17.424 | 31949.1898
17.436 | 31999.5487
17.448 | 32049.9561
17.46 | 32100.4121
17.472 | 32150.9166
17.484 | 32201.4697
17.496 | 32252.0715
17.508 | 32302.7219
17.52 | 32353.421
17.532 | 32404.1687
17.544 | 32454.9651
17.556 | 32505.8102
17.568 | 32556.7041
17.58 | 32607.6467
17.592 | 32658.638
17.604 | 32709.6781
17.616 | 32760.7671
17.628 | 32811.9048
17.64 | 32863.0914
17.652 | 32914.3269
17.664 | 32965.6112
17.676 | 33016.9444
17.688 | 33068.3265
17.7 | 33119.7575
17.712 | 33171.2375
17.724 | 33222.7665
17.736 | 33274.3444
17.748 | 33325.9714
17.76 | 33377.6473
17.772 | 33429.3723
17.784 | 33481.1463
17.796 | 33532.9694
17.808 | 33584.8416
17.82 | 33636.763
17.832 | 33688.7334
17.844 | 33740.753
17.856 | 33792.8217
17.868 | 33844.9397
17.88 | 33897.1068
17.892 | 33949.3232
17.904 | 34001.5887
17.916 | 34053.9036
17.928 | 34106.2677
17.94 | 34158.6811
17.952 | 34211.1438
17.964 | 34263.6559
17.976 | 34316.2172
17.988 | 34368.828
18 | 34421.4881
18.012 | 34474.1977
18.024 | 34526.9566
18.036 | 34579.765
18.048 | 34632.6228
18.06 | 34685.5301
18.072 | 34738.4869
18.084 | 34791.4932
18.096 | 34844.5491
18.108 | 34897.6545
18.12 | 34950.8094
18.132 | 35004.0139
18.144 | 35057.268
18.156 | 35110.5718
18.168 | 35163.9252
18.18 | 35217.3282
18.192 | 35270.7809
18.204 | 35324.2833
18.216 | 35377.8354
18.228 | 35431.4372
18.24 | 35485.0888
18.252 | 35538.7901
18.264 | 35592.5412
18.276 | 35646.3421
18.288 | 35700.1928
18.3 | 35754.0934
18.312 | 35808.0438
18.324 | 35862.0441
18.336 | 35916.0942
18.348 | 35970.1943
18.36 | 36024.3443
18.372 | 36078.5442
18.384 | 36132.7941
18.396 | 36187.094
18.408 | 36241.4439
18.42 | 36295.8437
18.432 | 36350.2937
18.444 | 36404.7936
18.456 | 36459.3437
18.468 | 36513.9438
18.48 | 36568.594
18.492 | 36623.2944
18.504 | 36678.0449
18.516 | 36732.8455
18.528 | 36787.6963
18.54 | 36842.5974
18.552 | 36897.5486
18.564 | 36952.5501
18.576 | 37007.6018
18.588 | 37062.7037
18.6 | 37117.856
18.612 | 37173.0586
18.624 | 37228.3115
18.636 | 37283.6147
18.648 | 37338.9683
18.66 | 37394.3722
18.672 | 37449.8266
18.684 | 37505.3313
18.696 | 37560.8865
18.708 | 37616.4921
18.72 | 37672.1482
18.732 | 37727.8548
18.744 | 37783.6119
18.756 | 37839.4195
18.768 | 37895.2776
18.78 | 37951.1863
18.792 | 38007.1455
18.804 | 38063.1554
18.816 | 38119.2158
18.828 | 38175.3269
18.84 | 38231.4886
18.852 | 38287.701
18.864 | 38343.9641
18.876 | 38400.2778
18.888 | 38456.6423
18.9 | 38513.0575
18.912 | 38569.5235
18.924 | 38626.0402
18.936 | 38682.6077
18.948 | 38739.226
18.96 | 38795.8952
18.972 | 38852.6152
18.984 | 38909.386
18.996 | 38966.2077
19.008 | 39023.0803
19.02 | 39080.0038
19.032 | 39136.9783
19.044 | 39194.0037
19.056 | 39251.08
19.068 | 39308.2074
19.08 | 39365.3857
19.092 | 39422.6151
19.104 | 39479.8955
19.116 | 39537.227
19.128 | 39594.6095
19.14 | 39652.0431
19.152 | 39709.5278
19.164 | 39767.0637
19.176 | 39824.6507
19.188 | 39882.2888
19.2 | 39939.9782
19.212 | 39997.7187
19.224 | 40055.5105
19.236 | 40113.3535
19.248 | 40171.2477
19.26 | 40229.1932
19.272 | 40287.19
19.284 | 40345.2381
19.296 | 40403.3375
19.308 | 40461.4882
19.32 | 40519.6904
19.332 | 40577.9438
19.344 | 40636.2487
19.356 | 40694.605
19.368 | 40753.0127
19.38 | 40811.4719
19.392 | 40869.9825
19.404 | 40928.5447
19.416 | 40987.1583
19.428 | 41045.8234
19.44 | 41104.5401
19.452 | 41163.3083
19.464 | 41222.1281
19.476 | 41280.9995
19.488 | 41339.9225
19.5 | 41398.8971
19.512 | 41457.9233
19.524 | 41517.0012
19.536 | 41576.1308
19.548 | 41635.3121
19.56 | 41694.5451
19.572 | 41753.8298
19.584 | 41813.1663
19.596 | 41872.5546
19.608 | 41931.9946
19.62 | 41991.4864
19.632 | 42051.0301
19.644 | 42110.6255
19.656 | 42170.2729
19.668 | 42229.9721
19.68 | 42289.7232
19.692 | 42349.5262
19.704 | 42409.3811
19.716 | 42469.288
19.728 | 42529.2469
19.74 | 42589.2577
19.752 | 42649.3205
19.764 | 42709.4353
19.776 | 42769.6022
19.788 | 42829.8211
19.8 | 42890.0921
19.812 | 42950.4151
19.824 | 43010.7903
19.836 | 43071.2176
19.848 | 43131.697
19.86 | 43192.2286
19.872 | 43252.8123
19.884 | 43313.4483
19.896 | 43374.1364
19.908 | 43434.8768
19.92 | 43495.6694
19.932 | 43556.5143
19.944 | 43617.4115
19.956 | 43678.3609
19.968 | 43739.3627
19.98 | 43800.4168
19.992 | 43861.5232
20.004 | 43922.6821
20.016 | 43983.8933
20.028 | 44045.1569
20.04 | 44106.4729
20.052 | 44167.8414
20.064 | 44229.2623
20.076 | 44290.7357
20.088 | 44352.2616
20.1 | 44413.8399
20.112 | 44475.4709
20.124 | 44537.1543
20.136 | 44598.8903
20.148 | 44660.6789
20.16 | 44722.5201
20.172 | 44784.4139
20.184 | 44846.3604
20.196 | 44908.3595
20.208 | 44970.4112
20.22 | 45032.5157
20.232 | 45094.6728
20.244 | 45156.8827
20.256 | 45219.1453
20.268 | 45281.4606
20.28 | 45343.8287
20.292 | 45406.2497
20.304 | 45468.7234
20.316 | 45531.2499
20.328 | 45593.8293
20.34 | 45656.4615
20.352 | 45719.1467
20.364 | 45781.8847
20.376 | 45844.6756
20.388 | 45907.5195
20.4 | 45970.4163
20.412 | 46033.3661
20.424 | 46096.3688
20.436 | 46159.4246
20.448 | 46222.5333
20.46 | 46285.6951
20.472 | 46348.91
20.484 | 46412.1779
20.496 | 46475.4989
20.508 | 46538.8731
20.52 | 46602.3003
20.532 | 46665.7807
20.544 | 46729.3142
20.556 | 46792.901
20.568 | 46856.5409
20.58 | 46920.234
20.592 | 46983.9803
20.604 | 47047.7799
20.616 | 47111.6328
20.628 | 47175.5389
20.64 | 47239.4983
20.652 | 47303.5111
20.664 | 47367.5772
20.676 | 47431.6966
20.688 | 47495.8694
20.7 | 47560.0956
20.712 | 47624.3752
20.724 | 47688.7082
20.736 | 47753.0946
20.748 | 47817.5345
20.76 | 47882.0279
20.772 | 47946.5747
20.784 | 48011.1751
20.796 | 48075.829
20.808 | 48140.5364
20.82 | 48205.2974
20.832 | 48270.112
20.844 | 48334.9801
20.856 | 48399.9019
20.868 | 48464.8773
20.88 | 48529.9063
20.892 | 48594.989
20.904 | 48660.1254
20.916 | 48725.3155
20.928 | 48790.5593
20.94 | 48855.8569
20.952 | 48921.2082
20.964 | 48986.6132
20.976 | 49052.0721
20.988 | 49117.5847
21 | 49183.1512

## ViaRancho
Python calibrated rating curve ("Manually updated 7_2_2021")
Stage_in | Flow_gpm
0 | 0
0.01 | 0.0023294
0.02 | 0.010458
0.03 | 0.025135
0.04 | 0.04691
0.05 | 0.076067
0.06 | 0.11291
0.07 | 0.15766
0.08 | 0.21054
0.09 | 0.27172
0.1 | 0.34136
0.11 | 0.41962
0.12 | 0.50663
0.13 | 0.60251
0.14 | 0.70739
0.15 | 0.82136
0.16 | 0.94454
0.17 | 1.077
0.18 | 1.2189
0.19 | 1.3702
0.2 | 1.5311
0.21 | 1.7017
0.22 | 1.882
0.23 | 2.072
0.24 | 2.272
0.25 | 2.4818
0.26 | 2.7017
0.27 | 2.9316
0.28 | 3.1716
0.29 | 3.4218
0.3 | 3.6822
0.31 | 3.9529
0.32 | 4.234
0.33 | 4.5254
0.34 | 4.8273
0.35 | 5.1397
0.36 | 5.4627
0.37 | 5.7962
0.38 | 6.1403
0.39 | 6.4952
0.4 | 6.8607
0.41 | 7.237
0.42 | 7.6242
0.43 | 8.0221
0.44 | 8.431
0.45 | 8.8507
0.46 | 9.2815
0.47 | 9.7232
0.48 | 10.176
0.49 | 10.6398
0.5 | 11.1148
0.51 | 11.6009
0.52 | 12.0981
0.53 | 12.6066
0.54 | 13.1263
0.55 | 13.6573
0.56 | 14.1995
0.57 | 14.7531
0.58 | 15.3181
0.59 | 15.8945
0.6 | 16.4823
0.61 | 17.0815
0.62 | 17.6922
0.63 | 18.3145
0.64 | 18.9482
0.65 | 19.5936
0.66 | 20.2505
0.67 | 20.919
0.68 | 21.5992
0.69 | 22.291
0.7 | 22.9946
0.71 | 23.7098
0.72 | 24.4368
0.73 | 25.1756
0.74 | 25.9261
0.75 | 26.6885
0.76 | 27.4627
0.77 | 28.2487
0.78 | 29.0466
0.79 | 29.8565
0.8 | 30.6782
0.81 | 31.5119
0.82 | 32.3576
0.83 | 33.2153
0.84 | 34.0849
0.85 | 34.9667
0.86 | 35.8604
0.87 | 36.7662
0.88 | 37.6841
0.89 | 38.6142
0.9 | 39.5563
0.91 | 40.5106
0.92 | 41.4771
0.93 | 42.4558
0.94 | 43.4466
0.95 | 44.4497
0.96 | 45.465
0.97 | 46.4926
0.98 | 47.5325
0.99 | 48.5847
1 | 49.6491
1.01 | 50.7259
1.02 | 51.8151
1.03 | 52.9166
1.04 | 54.0305
1.05 | 55.1568
1.06 | 56.2955
1.07 | 57.4466
1.08 | 58.6101
1.09 | 59.7862
1.1 | 60.9747
1.11 | 62.1757
1.12 | 63.3892
1.13 | 64.6152
1.14 | 65.8538
1.15 | 67.1049
1.16 | 68.3685
1.17 | 69.6448
1.18 | 70.9336
1.19 | 72.2351
1.2 | 73.5492
1.21 | 74.8759
1.22 | 76.2153
1.23 | 77.5673
1.24 | 78.932
1.25 | 80.3094
1.26 | 81.6995
1.27 | 83.1024
1.28 | 84.5179
1.29 | 85.9462
1.3 | 87.3873
1.31 | 88.8411
1.32 | 90.3077
1.33 | 91.7872
1.34 | 93.2794
1.35 | 94.7844
1.36 | 96.3023
1.37 | 97.833
1.38 | 99.3766
1.39 | 100.933
1.4 | 102.5023
1.41 | 104.0845
1.42 | 105.6797
1.43 | 107.2877
1.44 | 108.9086
1.45 | 110.5425
1.46 | 112.1894
1.47 | 113.8492
1.48 | 115.5219
1.49 | 117.2077
1.5 | 118.9064
1.51 | 120.6182
1.52 | 122.343
1.53 | 124.0807
1.54 | 125.8316
1.55 | 127.5954
1.56 | 129.3724
1.57 | 131.1623
1.58 | 132.9654
1.59 | 134.7816
1.6 | 136.6108
1.61 | 138.4532
1.62 | 140.3086
1.63 | 142.1772
1.64 | 144.059
1.65 | 145.9538
1.66 | 147.8619
1.67 | 149.783
1.68 | 151.7174
1.69 | 153.665
1.7 | 155.6257
1.71 | 157.5996
1.72 | 159.5868
1.73 | 161.5871
1.74 | 163.6007
1.75 | 165.6276
1.76 | 167.6676
1.77 | 169.721
1.78 | 171.7876
1.79 | 173.8674
1.8 | 175.9606
1.81 | 178.067
1.82 | 180.1867
1.83 | 182.3198
1.84 | 184.4661
1.85 | 186.6258
1.86 | 188.7988
1.87 | 190.9851
1.88 | 193.1848
1.89 | 195.3978
1.9 | 197.6242
1.91 | 199.864
1.92 | 202.1171
1.93 | 204.3836
1.94 | 206.6636
1.95 | 208.9569
1.96 | 211.2636
1.97 | 213.5837
1.98 | 215.9173
1.99 | 218.2643
2 | 220.6247
2.01 | 222.9986
2.02 | 225.3859
2.03 | 227.7867
2.04 | 230.201
2.05 | 232.6287
2.06 | 235.0699
2.07 | 237.5246
2.08 | 239.9928
2.09 | 242.4745
2.1 | 244.9697
2.11 | 247.4784
2.12 | 250.0006
2.13 | 252.5364
2.14 | 255.0857
2.15 | 257.6485
2.16 | 260.2249
2.17 | 262.8148
2.18 | 265.4183
2.19 | 268.0354
2.2 | 270.666
2.21 | 273.3102
2.22 | 275.968
2.23 | 278.6394
2.24 | 281.3244
2.25 | 284.023
2.26 | 286.7352
2.27 | 289.461
2.28 | 292.2005
2.29 | 294.9536
2.3 | 297.7203
2.31 | 300.5006
2.32 | 303.2946
2.33 | 306.1023
2.34 | 308.9236
2.35 | 311.7585
2.36 | 314.6072
2.37 | 317.4695
2.38 | 320.3455
2.39 | 323.2351
2.4 | 326.1385
2.41 | 329.0556
2.42 | 331.9863
2.43 | 334.9308
2.44 | 337.889
2.45 | 340.8609
2.46 | 343.8465
2.47 | 346.8459
2.48 | 349.859
2.49 | 352.8858
2.5 | 355.9264
2.51 | 358.9807
2.52 | 362.0488
2.53 | 365.1306
2.54 | 368.2262
2.55 | 371.3356
2.56 | 374.4587
2.57 | 377.5956
2.58 | 380.7463
2.59 | 383.9108
2.6 | 387.0891
2.61 | 390.2812
2.62 | 393.4871
2.63 | 396.7067
2.64 | 399.9402
2.65 | 403.1876
2.66 | 406.4487
2.67 | 409.7237
2.68 | 413.0125
2.69 | 416.3151
2.7 | 419.6316
2.71 | 422.9619
2.72 | 426.306
2.73 | 429.6641
2.74 | 433.0359
2.75 | 436.4217
2.76 | 439.8212
2.77 | 443.2347
2.78 | 446.662
2.79 | 450.1033
2.8 | 453.5584
2.81 | 457.0273
2.82 | 460.5102
2.83 | 464.007
2.84 | 467.5176
2.85 | 471.0422
2.86 | 474.5807
2.87 | 478.133
2.88 | 481.6993
2.89 | 485.2795
2.9 | 488.8737
2.91 | 492.4817
2.92 | 496.1037
2.93 | 499.7396
2.94 | 503.3895
2.95 | 507.0533
2.96 | 510.731
2.97 | 514.4227
2.98 | 518.1283
2.99 | 521.8479
3 | 525.5815
3.01 | 529.329
3.02 | 533.0905
3.03 | 536.8659
3.04 | 540.6553
3.05 | 544.4587
3.06 | 548.2761
3.07 | 552.1074
3.08 | 555.9528
3.09 | 559.8121
3.1 | 563.6854
3.11 | 567.5727
3.12 | 571.474
3.13 | 575.3894
3.14 | 579.3187
3.15 | 583.262
3.16 | 587.2193
3.17 | 591.1907
3.18 | 595.1761
3.19 | 599.1755
3.2 | 603.1889
3.21 | 607.2163
3.22 | 611.2578
3.23 | 615.3133
3.24 | 619.3829
3.25 | 623.4664
3.26 | 627.5641
3.27 | 631.6757
3.28 | 635.8014
3.29 | 639.9412
3.3 | 644.095
3.31 | 648.2629
3.32 | 652.4448
3.33 | 656.6408
3.34 | 660.8509
3.35 | 665.075
3.36 | 669.3132
3.37 | 673.5655
3.38 | 677.8318
3.39 | 682.1122
3.4 | 686.4067
3.41 | 690.7153
3.42 | 695.038
3.43 | 699.3747
3.44 | 703.7256
3.45 | 708.0905
3.46 | 712.4696
3.47 | 716.8627
3.48 | 721.2699
3.49 | 725.6913
3.5 | 730.1267
3.51 | 734.5763
3.52 | 739.0399
3.53 | 743.5177
3.54 | 748.0096
3.55 | 752.5156
3.56 | 757.0357
3.57 | 761.57
3.58 | 766.1183
3.59 | 770.6808
3.6 | 775.2574
3.61 | 779.8482
3.62 | 784.4531
3.63 | 789.0721
3.64 | 793.7052
3.65 | 798.3525
3.66 | 803.014
3.67 | 807.6895
3.68 | 812.3793
3.69 | 817.0831
3.7 | 821.8012
3.71 | 826.5333
3.72 | 831.2796
3.73 | 836.0401
3.74 | 840.8148
3.75 | 845.6036
3.76 | 850.4065
3.77 | 855.2236
3.78 | 860.0549
3.79 | 864.9003
3.8 | 869.76
3.81 | 874.6337
3.82 | 879.5217
3.83 | 884.4238
3.84 | 889.3401
3.85 | 894.2706
3.86 | 899.2153
3.87 | 904.1741
3.88 | 909.1471
3.89 | 914.1343
3.9 | 919.1357
3.91 | 924.1513
3.92 | 929.1811
3.93 | 934.225
3.94 | 939.2832
3.95 | 944.3555
3.96 | 949.4421
3.97 | 954.5428
3.98 | 959.6577
3.99 | 964.7869
4 | 969.9302
4.01 | 975.0877
4.02 | 980.2595
4.03 | 985.4454
4.04 | 990.6456
4.05 | 995.8599
4.06 | 1001.0885
4.07 | 1006.3313
4.08 | 1011.5883
4.09 | 1016.8595
4.1 | 1022.1449
4.11 | 1027.4445
4.12 | 1032.7584
4.13 | 1038.0865
4.14 | 1043.4288
4.15 | 1048.7853
4.16 | 1054.156
4.17 | 1059.541
4.18 | 1064.9402
4.19 | 1070.3536
4.2 | 1075.7812
4.21 | 1081.2231
4.22 | 1086.6792
4.23 | 1092.1495
4.24 | 1097.6341
4.25 | 1103.1329
4.26 | 1108.6459
4.27 | 1114.1732
4.28 | 1119.7147
4.29 | 1125.2704
4.3 | 1130.8404
4.31 | 1136.4246
4.32 | 1142.0231
4.33 | 1147.6358
4.34 | 1153.2627
4.35 | 1158.9039
4.36 | 1164.5593
4.37 | 1170.229
4.38 | 1175.9129
4.39 | 1181.6111
4.4 | 1187.3235
4.41 | 1193.0501
4.42 | 1198.7911
4.43 | 1204.5462
4.44 | 1210.3156
4.45 | 1216.0993
4.46 | 1221.8972
4.47 | 1227.7094
4.48 | 1233.5358
4.49 | 1239.3765
4.5 | 1245.2315
4.51 | 1251.1007
4.52 | 1256.9841
4.53 | 1262.8818
4.54 | 1268.7938
4.55 | 1274.72
4.56 | 1280.6605
4.57 | 1286.6153
4.58 | 1292.5843
4.59 | 1298.5676
4.6 | 1304.5651
4.61 | 1310.5769
4.62 | 1316.603
4.63 | 1322.6433
4.64 | 1328.6979
4.65 | 1334.7668
4.66 | 1340.8499
4.67 | 1346.9473
4.68 | 1353.0589
4.69 | 1359.1849
4.7 | 1365.3251
4.71 | 1371.4795
4.72 | 1377.6483
4.73 | 1383.8313
4.74 | 1390.0286
4.75 | 1396.2401
4.76 | 1402.4659
4.77 | 1408.706
4.78 | 1414.9604
4.79 | 1421.229
4.8 | 1427.5119
4.81 | 1433.8091
4.82 | 1440.1206
4.83 | 1446.4463
4.84 | 1452.7863
4.85 | 1459.1406
4.86 | 1465.5091
4.87 | 1471.8919
4.88 | 1478.289
4.89 | 1484.7004
4.9 | 1491.1261
4.91 | 1497.566
4.92 | 1504.0202
4.93 | 1510.4887
4.94 | 1516.9715
4.95 | 1523.4685
4.96 | 1529.9798
4.97 | 1536.5054
4.98 | 1543.0453
4.99 | 1549.5994
5 | 1556.1678
5.01 | 1562.7505
5.02 | 1569.3475
5.03 | 1575.9588
5.04 | 1582.5843
5.05 | 1589.2241
5.06 | 1595.8782
5.07 | 1602.5466
5.08 | 1609.2292
5.09 | 1615.9261
5.1 | 1622.6373
5.11 | 1629.3628
5.12 | 1636.1026
5.13 | 1642.8566
5.14 | 1649.6249
5.15 | 1656.4075
5.16 | 1663.2044
5.17 | 1670.0156
5.18 | 1676.841
5.19 | 1683.6807
5.2 | 1690.5347
5.21 | 1697.403
5.22 | 1704.2855
5.23 | 1711.1823
5.24 | 1718.0934
5.25 | 1725.0188
5.26 | 1731.9585
5.27 | 1738.9124
5.28 | 1745.8806
5.29 | 1752.8631
5.3 | 1759.8599
5.31 | 1766.8709
5.32 | 1773.8962
5.33 | 1780.9358
5.34 | 1787.9897
5.35 | 1795.0578
5.36 | 1802.1403
5.37 | 1809.237
5.38 | 1816.3479
5.39 | 1823.4732
5.4 | 1830.6127
5.41 | 1837.7665
5.42 | 1844.9346
5.43 | 1852.1169
5.44 | 1859.3135
5.45 | 1866.5244
5.46 | 1873.7496
5.47 | 1880.989
5.48 | 1888.2427
5.49 | 1895.5107
5.5 | 1902.793
5.51 | 1910.0895
5.52 | 1917.4003
5.53 | 1924.7254
5.54 | 1932.0647
5.55 | 1939.4183
5.56 | 1946.7862
5.57 | 1954.1683
5.58 | 1961.5647
5.59 | 1968.9754
5.6 | 1976.4003
5.61 | 1983.8395
5.62 | 1991.293
5.63 | 1998.7607
5.64 | 2006.2427
5.65 | 2013.739
5.66 | 2021.2495
5.67 | 2028.7743
5.68 | 2036.3134
5.69 | 2043.8667
5.7 | 2051.4343
5.71 | 2059.0162
5.72 | 2066.6123
5.73 | 2074.2226
5.74 | 2081.8473
5.75 | 2089.4861
5.76 | 2097.1393
5.77 | 2104.8067
5.78 | 2112.4883
5.79 | 2120.1843
5.8 | 2127.8944
5.81 | 2135.6188
5.82 | 2143.3575
5.83 | 2151.1105
5.84 | 2158.8776
5.85 | 2166.6591
5.86 | 2174.4548
5.87 | 2182.2647
5.88 | 2190.0889
5.89 | 2197.9273
5.9 | 2205.78
5.91 | 2213.647
5.92 | 2221.5282
5.93 | 2229.4236
5.94 | 2237.3333
5.95 | 2245.2572
5.96 | 2253.1953
5.97 | 2261.1478
5.98 | 2269.1144
5.99 | 2277.0953
6 | 2285.0904
6.01 | 2293.0998
6.02 | 2301.1234
6.03 | 2309.1613
6.04 | 2317.2134
6.05 | 2325.2797
6.06 | 2333.3602
6.07 | 2341.455
6.08 | 2349.5641
6.09 | 2357.6873
6.1 | 2365.8248
6.11 | 2373.9766
6.12 | 2382.1425
6.13 | 2390.3227
6.14 | 2398.5171
6.15 | 2406.7258
6.16 | 2414.9486
6.17 | 2423.1857
6.18 | 2431.437
6.19 | 2439.7026
6.2 | 2447.9824
6.21 | 2456.2763
6.22 | 2464.5846
6.23 | 2472.907
6.24 | 2481.2436
6.25 | 2489.5945
6.26 | 2497.9596
6.27 | 2506.3389
6.28 | 2514.7324
6.29 | 2523.1401
6.3 | 2531.5621
6.31 | 2539.9982
6.32 | 2548.4486
6.33 | 2556.9131
6.34 | 2565.3919
6.35 | 2573.8849
6.36 | 2582.3921
6.37 | 2590.9135
6.38 | 2599.4491
6.39 | 2607.9989
6.4 | 2616.5629
6.41 | 2625.1411
6.42 | 2633.7335
6.43 | 2642.3401
6.44 | 2650.9609
6.45 | 2659.5959
6.46 | 2668.2451
6.47 | 2676.9085
6.48 | 2685.586
6.49 | 2694.2778
6.5 | 2702.9838
6.51 | 2711.7039
6.52 | 2720.4382
6.53 | 2729.1868
6.54 | 2737.9495
6.55 | 2746.7263
6.56 | 2755.5174
6.57 | 2764.3227
6.58 | 2773.1421
6.59 | 2781.9757
6.6 | 2790.8235
6.61 | 2799.6854
6.62 | 2808.5616
6.63 | 2817.4519
6.64 | 2826.3564
6.65 | 2835.275
6.66 | 2844.2078
6.67 | 2853.1548
6.68 | 2862.116
6.69 | 2871.0913
6.7 | 2880.0808
6.71 | 2889.0844
6.72 | 2898.1022
6.73 | 2907.1342
6.74 | 2916.1803
6.75 | 2925.2406
6.76 | 2934.315
6.77 | 2943.4036
6.78 | 2952.5064
6.79 | 2961.6233
6.8 | 2970.7543
6.81 | 2979.8995
6.82 | 2989.0589
6.83 | 2998.2323
6.84 | 3007.42
6.85 | 3016.6218
6.86 | 3025.8377
6.87 | 3035.0677
6.88 | 3044.3119
6.89 | 3053.5703
6.9 | 3062.8427
6.91 | 3072.1293
6.92 | 3081.4301
6.93 | 3090.7449
6.94 | 3100.0739
6.95 | 3109.417
6.96 | 3118.7743
6.97 | 3128.1457
6.98 | 3137.5312
6.99 | 3146.9308
7 | 3156.3445
7.01 | 3165.7724
7.02 | 3175.2144
7.03 | 3184.6704
7.04 | 3194.1406
7.05 | 3203.625
7.06 | 3213.1234
7.07 | 3222.6359
7.08 | 3232.1626
7.09 | 3241.7033
7.1 | 3251.2582
7.11 | 3260.8271
7.12 | 3270.4102
7.13 | 3280.0073
7.14 | 3289.6186
7.15 | 3299.244
7.16 | 3308.8834
7.17 | 3318.5369
7.18 | 3328.2046
7.19 | 3337.8863
7.2 | 3347.5821
7.21 | 3357.292
7.22 | 3367.016
7.23 | 3376.754
7.24 | 3386.5062
7.25 | 3396.2724
7.26 | 3406.0527
7.27 | 3415.8471
7.28 | 3425.6555
7.29 | 3435.478
7.3 | 3445.3146
7.31 | 3455.1653
7.32 | 3465.03
7.33 | 3474.9088
7.34 | 3484.8016
7.35 | 3494.7086
7.36 | 3504.6295
7.37 | 3514.5646
7.38 | 3524.5137
7.39 | 3534.4768
7.4 | 3544.454
7.41 | 3554.4453
7.42 | 3564.4505
7.43 | 3574.4699
7.44 | 3584.5033
7.45 | 3594.5507
7.46 | 3604.6122
7.47 | 3614.6877
7.48 | 3624.7773
7.49 | 3634.8809
7.5 | 3644.9985
7.51 | 3655.1301
7.52 | 3665.2758
7.53 | 3675.4356
7.54 | 3685.6093
7.55 | 3695.7971
7.56 | 3705.9989
7.57 | 3716.2147
7.58 | 3726.4445
7.59 | 3736.6884
7.6 | 3746.9462
7.61 | 3757.2181
7.62 | 3767.504
7.63 | 3777.8039
7.64 | 3788.1178
7.65 | 3798.4457
7.66 | 3808.7876
7.67 | 3819.1436
7.68 | 3829.5135
7.69 | 3839.8974
7.7 | 3850.2953
7.71 | 3860.7072
7.72 | 3871.1331
7.73 | 3881.573
7.74 | 3892.0269
7.75 | 3902.4947
7.76 | 3912.9766
7.77 | 3923.4724
7.78 | 3933.9822
7.79 | 3944.506
7.8 | 3955.0438
7.81 | 3965.5955
7.82 | 3976.1612
7.83 | 3986.7409
7.84 | 3997.3345
7.85 | 4007.9422
7.86 | 4018.5637
7.87 | 4029.1993
7.88 | 4039.8488
7.89 | 4050.5122
7.9 | 4061.1896
7.91 | 4071.881
7.92 | 4082.5863
7.93 | 4093.3056
7.94 | 4104.0388
7.95 | 4114.7859
7.96 | 4125.547
7.97 | 4136.322
7.98 | 4147.111
7.99 | 4157.9139
8 | 4168.7308
8.01 | 4179.5615
8.02 | 4190.4062
8.03 | 4201.2649
8.04 | 4212.1374
8.05 | 4223.0239
8.06 | 4233.9243
8.07 | 4244.8386
8.08 | 4255.7669
8.09 | 4266.709
8.1 | 4277.6651
8.11 | 4288.6351
8.12 | 4299.619
8.13 | 4310.6167
8.14 | 4321.6284
8.15 | 4332.654
8.16 | 4343.6935
8.17 | 4354.7469
8.18 | 4365.8142
8.19 | 4376.8954
8.2 | 4387.9904
8.21 | 4399.0994
8.22 | 4410.2222
8.23 | 4421.3589
8.24 | 4432.5096
8.25 | 4443.674
8.26 | 4454.8524
8.27 | 4466.0446
8.28 | 4477.2507
8.29 | 4488.4707
8.3 | 4499.7045
8.31 | 4510.9523
8.32 | 4522.2138
8.33 | 4533.4893
8.34 | 4544.7785
8.35 | 4556.0817
8.36 | 4567.3987
8.37 | 4578.7295
8.38 | 4590.0742
8.39 | 4601.4328
8.4 | 4612.8052
8.41 | 4624.1914
8.42 | 4635.5915
8.43 | 4647.0054
8.44 | 4658.4331
8.45 | 4669.8747
8.46 | 4681.3301
8.47 | 4692.7993
8.48 | 4704.2824
8.49 | 4715.7792
8.5 | 4727.2899
8.51 | 4738.8145
8.52 | 4750.3528
8.53 | 4761.9049
8.54 | 4773.4709
8.55 | 4785.0506
8.56 | 4796.6442
8.57 | 4808.2516
8.58 | 4819.8728
8.59 | 4831.5077
8.6 | 4843.1565
8.61 | 4854.8191
8.62 | 4866.4954
8.63 | 4878.1856
8.64 | 4889.8895
8.65 | 4901.6072
8.66 | 4913.3387
8.67 | 4925.084
8.68 | 4936.843
8.69 | 4948.6158
8.7 | 4960.4024
8.71 | 4972.2028
8.72 | 4984.0169
8.73 | 4995.8448
8.74 | 5007.6865
8.75 | 5019.5419
8.76 | 5031.4111
8.77 | 5043.294
8.78 | 5055.1907
8.79 | 5067.1011
8.8 | 5079.0253
8.81 | 5090.9632
8.82 | 5102.9148
8.83 | 5114.8802
8.84 | 5126.8594
8.85 | 5138.8522
8.86 | 5150.8588
8.87 | 5162.8792
8.88 | 5174.9132
8.89 | 5186.961
8.9 | 5199.0225
8.91 | 5211.0977
8.92 | 5223.1866
8.93 | 5235.2893
8.94 | 5247.4056
8.95 | 5259.5357
8.96 | 5271.6794
8.97 | 5283.8369
8.98 | 5296.0081
8.99 | 5308.1929
9 | 5320.3915
9.01 | 5332.6037
9.02 | 5344.8297
9.03 | 5357.0693
9.04 | 5369.3226
9.05 | 5381.5896
9.06 | 5393.8703
9.07 | 5406.1646
9.08 | 5418.4726
9.09 | 5430.7943
9.1 | 5443.1297
9.11 | 5455.4787
9.12 | 5467.8414
9.13 | 5480.2178
9.14 | 5492.6078
9.15 | 5505.0114
9.16 | 5517.4287
9.17 | 5529.8597
9.18 | 5542.3043
9.19 | 5554.7626
9.2 | 5567.2344
9.21 | 5579.72
9.22 | 5592.2191
9.23 | 5604.7319
9.24 | 5617.2584
9.25 | 5629.7984
9.26 | 5642.3521
9.27 | 5654.9194
9.28 | 5667.5003
9.29 | 5680.0949
9.3 | 5692.703
9.31 | 5705.3248
9.32 | 5717.9602
9.33 | 5730.6092
9.34 | 5743.2717
9.35 | 5755.9479
9.36 | 5768.6377
9.37 | 5781.3411
9.38 | 5794.058
9.39 | 5806.7886
9.4 | 5819.5327
9.41 | 5832.2905
9.42 | 5845.0618
9.43 | 5857.8466
9.44 | 5870.6451
9.45 | 5883.4571
9.46 | 5896.2827
9.47 | 5909.1219
9.48 | 5921.9746
9.49 | 5934.8409
9.5 | 5947.7208
9.51 | 5960.6142
9.52 | 5973.5211
9.53 | 5986.4416
9.54 | 5999.3757
9.55 | 6012.3233
9.56 | 6025.2844
9.57 | 6038.2591
9.58 | 6051.2473
9.59 | 6064.249
9.6 | 6077.2643
9.61 | 6090.2931
9.62 | 6103.3354
9.63 | 6116.3912
9.64 | 6129.4606
9.65 | 6142.5434
9.66 | 6155.6398
9.67 | 6168.7497
9.68 | 6181.8731
9.69 | 6195.01
9.7 | 6208.1604
9.71 | 6221.3243
9.72 | 6234.5017
9.73 | 6247.6926
9.74 | 6260.897
9.75 | 6274.1148
9.76 | 6287.3461
9.77 | 6300.591
9.78 | 6313.8493
9.79 | 6327.121
9.8 | 6340.4063
9.81 | 6353.705
9.82 | 6367.0172
9.83 | 6380.3428
9.84 | 6393.6819
9.85 | 6407.0344
9.86 | 6420.4004
9.87 | 6433.7799
9.88 | 6447.1728
9.89 | 6460.5791
9.9 | 6473.9989
9.91 | 6487.4321
9.92 | 6500.8788
9.93 | 6514.3389
9.94 | 6527.8124
9.95 | 6541.2994
9.96 | 6554.7997
9.97 | 6568.3135
9.98 | 6581.8407
9.99 | 6595.3813
10 | 6608.9354
10.01 | 6622.5028
10.02 | 6636.0836
10.03 | 6649.6779
10.04 | 6663.2855
10.05 | 6676.9066
10.06 | 6690.541
10.07 | 6704.1888
10.08 | 6717.85
10.09 | 6731.5246
10.1 | 6745.2126
10.11 | 6758.9139
10.12 | 6772.6286
10.13 | 6786.3567
10.14 | 6800.0982
10.15 | 6813.853
10.16 | 6827.6212
10.17 | 6841.4027
10.18 | 6855.1976
10.19 | 6869.0059
10.2 | 6882.8275
10.21 | 6896.6624
10.22 | 6910.5107
10.23 | 6924.3724
10.24 | 6938.2473
10.25 | 6952.1356
10.26 | 6966.0373
10.27 | 6979.9522
10.28 | 6993.8805
10.29 | 7007.8221
10.3 | 7021.777
10.31 | 7035.7453
10.32 | 7049.7268
10.33 | 7063.7217
10.34 | 7077.7298
10.35 | 7091.7513
10.36 | 7105.7861
10.37 | 7119.8341
10.38 | 7133.8955
10.39 | 7147.9701
10.4 | 7162.058
10.41 | 7176.1592
10.42 | 7190.2737
10.43 | 7204.4015
10.44 | 7218.5425
10.45 | 7232.6969
10.46 | 7246.8644
10.47 | 7261.0453
10.48 | 7275.2394
10.49 | 7289.4467
10.5 | 7303.6673
10.51 | 7317.9012
10.52 | 7332.1483
10.53 | 7346.4087
10.54 | 7360.6823
10.55 | 7374.9691
10.56 | 7389.2692
10.57 | 7403.5825
10.58 | 7417.909
10.59 | 7432.2488
10.6 | 7446.6018
10.61 | 7460.968
10.62 | 7475.3474
10.63 | 7489.74
10.64 | 7504.1458
10.65 | 7518.5649
10.66 | 7532.9971
10.67 | 7547.4425
10.68 | 7561.9012
10.69 | 7576.373
10.7 | 7590.858
10.71 | 7605.3562
10.72 | 7619.8676
10.73 | 7634.3922
10.74 | 7648.9299
10.75 | 7663.4808
10.76 | 7678.0449
10.77 | 7692.6222
10.78 | 7707.2126
10.79 | 7721.8161
10.8 | 7736.4329
10.81 | 7751.0628
10.82 | 7765.7058
10.83 | 7780.362
10.84 | 7795.0313
10.85 | 7809.7137
10.86 | 7824.4093
10.87 | 7839.118
10.88 | 7853.8399
10.89 | 7868.5749
10.9 | 7883.323
10.91 | 7898.0842
10.92 | 7912.8585
10.93 | 7927.646
10.94 | 7942.4465
10.95 | 7957.2602
10.96 | 7972.087
10.97 | 7986.9269
10.98 | 8001.7798
10.99 | 8016.6459
11 | 8031.525
11.01 | 8046.4172
11.02 | 8061.3225
11.03 | 8076.2409
11.04 | 8091.1724
11.05 | 8106.1169
11.06 | 8121.0745
11.07 | 8136.0452
11.08 | 8151.0289
11.09 | 8166.0257
11.1 | 8181.0356
11.11 | 8196.0585
11.12 | 8211.0944
11.13 | 8226.1434
11.14 | 8241.2054
11.15 | 8256.2805
11.16 | 8271.3686
11.17 | 8286.4697
11.18 | 8301.5839
11.19 | 8316.7111
11.2 | 8331.8513
11.21 | 8347.0045
11.22 | 8362.1707
11.23 | 8377.35
11.24 | 8392.5422
11.25 | 8407.7475
11.26 | 8422.9657
11.27 | 8438.197
11.28 | 8453.4412
11.29 | 8468.6984
11.3 | 8483.9686
11.31 | 8499.2518
11.32 | 8514.548
11.33 | 8529.8572
11.34 | 8545.1793
11.35 | 8560.5144
11.36 | 8575.8624
11.37 | 8591.2234
11.38 | 8606.5974
11.39 | 8621.9843
11.4 | 8637.3842
11.41 | 8652.797
11.42 | 8668.2228
11.43 | 8683.6615
11.44 | 8699.1131
11.45 | 8714.5777
11.46 | 8730.0552
11.47 | 8745.5457
11.48 | 8761.049
11.49 | 8776.5653
11.5 | 8792.0945
11.51 | 8807.6366
11.52 | 8823.1916
11.53 | 8838.7595
11.54 | 8854.3403
11.55 | 8869.934
11.56 | 8885.5406
11.57 | 8901.1601
11.58 | 8916.7925
11.59 | 8932.4377
11.6 | 8948.0959
11.61 | 8963.7669
11.62 | 8979.4508
11.63 | 8995.1475
11.64 | 9010.8572
11.65 | 9026.5796
11.66 | 9042.315
11.67 | 9058.0632
11.68 | 9073.8242
11.69 | 9089.5981
11.7 | 9105.3849
11.71 | 9121.1844
11.72 | 9136.9968
11.73 | 9152.8221
11.74 | 9168.6602
11.75 | 9184.5111
11.76 | 9200.3748
11.77 | 9216.2513
11.78 | 9232.1407
11.79 | 9248.0428
11.8 | 9263.9578
11.81 | 9279.8856
11.82 | 9295.8262
11.83 | 9311.7795
11.84 | 9327.7457
11.85 | 9343.7246
11.86 | 9359.7164
11.87 | 9375.7209
11.88 | 9391.7382
11.89 | 9407.7683
11.9 | 9423.8111
11.91 | 9439.8667
11.92 | 9455.9351
11.93 | 9472.0162
11.94 | 9488.1101
11.95 | 9504.2167
11.96 | 9520.3361
11.97 | 9536.4682
11.98 | 9552.6131
11.99 | 9568.7707
12 | 9584.9411
12.01 | 9601.1241
12.02 | 9617.3199
12.03 | 9633.5284
12.04 | 9649.7497
12.05 | 9665.9836
12.06 | 9682.2303
12.07 | 9698.4897
12.08 | 9714.7617
12.09 | 9731.0465
12.1 | 9747.344
12.11 | 9763.6542
12.12 | 9779.977
12.13 | 9796.3125
12.14 | 9812.6608
12.15 | 9829.0217
12.16 | 9845.3952
12.17 | 9861.7815
12.18 | 9878.1804
12.19 | 9894.592
12.2 | 9911.0162
12.21 | 9927.4531
12.22 | 9943.9026
12.23 | 9960.3648
12.24 | 9976.8396
12.25 | 9993.3271
12.26 | 10009.8272
12.27 | 10026.3399
12.28 | 10042.8653
12.29 | 10059.4033
12.3 | 10075.9539
12.31 | 10092.5171
12.32 | 10109.0929
12.33 | 10125.6814
12.34 | 10142.2824
12.35 | 10158.8961
12.36 | 10175.5223
12.37 | 10192.1612
12.38 | 10208.8126
12.39 | 10225.4767
12.4 | 10242.1533
12.41 | 10258.8425
12.42 | 10275.5442
12.43 | 10292.2586
12.44 | 10308.9855
12.45 | 10325.7249
12.46 | 10342.477
12.47 | 10359.2415
12.48 | 10376.0187
12.49 | 10392.8084
12.5 | 10409.6106
12.51 | 10426.4254
12.52 | 10443.2527
12.53 | 10460.0925
12.54 | 10476.9449
12.55 | 10493.8098
12.56 | 10510.6872
12.57 | 10527.5771
12.58 | 10544.4795
12.59 | 10561.3945
12.6 | 10578.322
12.61 | 10595.2619
12.62 | 10612.2144
12.63 | 10629.1793
12.64 | 10646.1568
12.65 | 10663.1467
12.66 | 10680.1491
12.67 | 10697.164
12.68 | 10714.1914
12.69 | 10731.2312
12.7 | 10748.2835
12.71 | 10765.3483
12.72 | 10782.4255
12.73 | 10799.5152
12.74 | 10816.6174
12.75 | 10833.7319
12.76 | 10850.859
12.77 | 10867.9984
12.78 | 10885.1503
12.79 | 10902.3147
12.8 | 10919.4914
12.81 | 10936.6806
12.82 | 10953.8822
12.83 | 10971.0962
12.84 | 10988.3227
12.85 | 11005.5615
12.86 | 11022.8127
12.87 | 11040.0764
12.88 | 11057.3524
12.89 | 11074.6409
12.9 | 11091.9417
12.91 | 11109.2549
12.92 | 11126.5805
12.93 | 11143.9184
12.94 | 11161.2688
12.95 | 11178.6315
12.96 | 11196.0066
12.97 | 11213.394
12.98 | 11230.7938
12.99 | 11248.2059
13 | 11265.6304
13.01 | 11283.0672
13.02 | 11300.5164
13.03 | 11317.9779
13.04 | 11335.4517
13.05 | 11352.9379
13.06 | 11370.4364
13.07 | 11387.9472
13.08 | 11405.4704
13.09 | 11423.0058
13.1 | 11440.5535
13.11 | 11458.1136
13.12 | 11475.686
13.13 | 11493.2706
13.14 | 11510.8676
13.15 | 11528.4768
13.16 | 11546.0983
13.17 | 11563.7321
13.18 | 11581.3782
13.19 | 11599.0365
13.2 | 11616.7072
13.21 | 11634.39
13.22 | 11652.0852
13.23 | 11669.7926
13.24 | 11687.5122
13.25 | 11705.2441
13.26 | 11722.9883
13.27 | 11740.7447
13.28 | 11758.5133
13.29 | 11776.2941
13.3 | 11794.0872
13.31 | 11811.8925
13.32 | 11829.71
13.33 | 11847.5398
13.34 | 11865.3817
13.35 | 11883.2359
13.36 | 11901.1022
13.37 | 11918.9808
13.38 | 11936.8715
13.39 | 11954.7745
13.4 | 11972.6896
13.41 | 11990.6169
13.42 | 12008.5564
13.43 | 12026.5081
13.44 | 12044.4719
13.45 | 12062.4479
13.46 | 12080.4361
13.47 | 12098.4364
13.48 | 12116.4489
13.49 | 12134.4735
13.5 | 12152.5103
13.51 | 12170.5592
13.52 | 12188.6203
13.53 | 12206.6935
13.54 | 12224.7788
13.55 | 12242.8762
13.56 | 12260.9858
13.57 | 12279.1075
13.58 | 12297.2413
13.59 | 12315.3872
13.6 | 12333.5452
13.61 | 12351.7153
13.62 | 12369.8975
13.63 | 12388.0918
13.64 | 12406.2982
13.65 | 12424.5166
13.66 | 12442.7472
13.67 | 12460.9898
13.68 | 12479.2445
13.69 | 12497.5113
13.7 | 12515.7901
13.71 | 12534.081
13.72 | 12552.3839
13.73 | 12570.6989
13.74 | 12589.026
13.75 | 12607.365
13.76 | 12625.7162
13.77 | 12644.0793
13.78 | 12662.4545
13.79 | 12680.8417
13.8 | 12699.2409
13.81 | 12717.6522
13.82 | 12736.0754
13.83 | 12754.5107
13.84 | 12772.958
13.85 | 12791.4172
13.86 | 12809.8885
13.87 | 12828.3718
13.88 | 12846.867
13.89 | 12865.3743
13.9 | 12883.8935
13.91 | 12902.4246
13.92 | 12920.9678
13.93 | 12939.5229
13.94 | 12958.09
13.95 | 12976.6691
13.96 | 12995.2601
13.97 | 13013.863
13.98 | 13032.4779
13.99 | 13051.1047
14 | 13069.7435
14.01 | 13088.3942
14.02 | 13107.0568
14.03 | 13125.7314
14.04 | 13144.4179
14.05 | 13163.1163
14.06 | 13181.8266
14.07 | 13200.5488
14.08 | 13219.2829
14.09 | 13238.0289
14.1 | 13256.7868
14.11 | 13275.5566
14.12 | 13294.3383
14.13 | 13313.1318
14.14 | 13331.9373
14.15 | 13350.7546
14.16 | 13369.5838
14.17 | 13388.4248
14.18 | 13407.2777
14.19 | 13426.1425
14.2 | 13445.0191
14.21 | 13463.9076
14.22 | 13482.8079
14.23 | 13501.72
14.24 | 13520.644
14.25 | 13539.5798
14.26 | 13558.5275
14.27 | 13577.4869
14.28 | 13596.4582
14.29 | 13615.4413
14.3 | 13634.4362
14.31 | 13653.4429
14.32 | 13672.4614
14.33 | 13691.4917
14.34 | 13710.5338
14.35 | 13729.5876
14.36 | 13748.6533
14.37 | 13767.7307
14.38 | 13786.8199
14.39 | 13805.9209
14.4 | 13825.0337
14.41 | 13844.1582
14.42 | 13863.2944
14.43 | 13882.4425
14.44 | 13901.6022
14.45 | 13920.7737
14.46 | 13939.957
14.47 | 13959.152
14.48 | 13978.3587
14.49 | 13997.5771
14.5 | 14016.8073
14.51 | 14036.0492
14.52 | 14055.3027
14.53 | 14074.568
14.54 | 14093.8451
14.55 | 14113.1338
14.56 | 14132.4342
14.57 | 14151.7462
14.58 | 14171.07
14.59 | 14190.4055
14.6 | 14209.7526
14.61 | 14229.1114
14.62 | 14248.4819
14.63 | 14267.8641
14.64 | 14287.2579
14.65 | 14306.6633
14.66 | 14326.0805
14.67 | 14345.5092
14.68 | 14364.9496
14.69 | 14384.4017
14.7 | 14403.8654
14.71 | 14423.3407
14.72 | 14442.8276
14.73 | 14462.3262
14.74 | 14481.8363
14.75 | 14501.3581
14.76 | 14520.8915
14.77 | 14540.4365
14.78 | 14559.9931
14.79 | 14579.5613
14.8 | 14599.1411
14.81 | 14618.7324
14.82 | 14638.3354
14.83 | 14657.9499
14.84 | 14677.576
14.85 | 14697.2137
14.86 | 14716.8629
14.87 | 14736.5237
14.88 | 14756.196
14.89 | 14775.8799
14.9 | 14795.5753
14.91 | 14815.2823
14.92 | 14835.0008
14.93 | 14854.7309
14.94 | 14874.4725
14.95 | 14894.2256
14.96 | 14913.9902
14.97 | 14933.7663
14.98 | 14953.554
14.99 | 14973.3531
15 | 14993.1637
15.01 | 15012.9859
15.02 | 15032.8195
15.03 | 15052.6647
15.04 | 15072.5213
15.05 | 15092.3893
15.06 | 15112.2689
15.07 | 15132.1599
15.08 | 15152.0624
15.09 | 15171.9764
15.1 | 15191.9018
15.11 | 15211.8387
15.12 | 15231.787
15.13 | 15251.7467
15.14 | 15271.7179
15.15 | 15291.7005
15.16 | 15311.6946
15.17 | 15331.7001
15.18 | 15351.717
15.19 | 15371.7453
15.2 | 15391.785
15.21 | 15411.8361
15.22 | 15431.8987
15.23 | 15451.9726
15.24 | 15472.0579
15.25 | 15492.1546
15.26 | 15512.2627
15.27 | 15532.3822
15.28 | 15552.5131
15.29 | 15572.6553
15.3 | 15592.8089
15.31 | 15612.9738
15.32 | 15633.1501
15.33 | 15653.3378
15.34 | 15673.5368
15.35 | 15693.7471
15.36 | 15713.9688
15.37 | 15734.2019
15.38 | 15754.4462
15.39 | 15774.7019
15.4 | 15794.9689
15.41 | 15815.2472
15.42 | 15835.5368
15.43 | 15855.8377
15.44 | 15876.15
15.45 | 15896.4735
15.46 | 15916.8083
15.47 | 15937.1544
15.48 | 15957.5118
15.49 | 15977.8805
15.5 | 15998.2604
15.51 | 16018.6516
15.52 | 16039.0541
15.53 | 16059.4679
15.54 | 16079.8929
15.55 | 16100.3291
15.56 | 16120.7766
15.57 | 16141.2354
15.58 | 16161.7053
15.59 | 16182.1865
15.6 | 16202.679
15.61 | 16223.1826
15.62 | 16243.6975
15.63 | 16264.2236
15.64 | 16284.7609
15.65 | 16305.3094
15.66 | 16325.8692
15.67 | 16346.4401
15.68 | 16367.0222
15.69 | 16387.6155
15.7 | 16408.2199
15.71 | 16428.8356
15.72 | 16449.4624
15.73 | 16470.1004
15.74 | 16490.7496
15.75 | 16511.4099
15.76 | 16532.0813
15.77 | 16552.7639
15.78 | 16573.4577
15.79 | 16594.1626
15.8 | 16614.8787
15.81 | 16635.6058
15.82 | 16656.3441
15.83 | 16677.0935
15.84 | 16697.8541
15.85 | 16718.6257
15.86 | 16739.4085
15.87 | 16760.2024
15.88 | 16781.0073
15.89 | 16801.8234
15.9 | 16822.6505
15.91 | 16843.4887
15.92 | 16864.3381
15.93 | 16885.1984
15.94 | 16906.0699
15.95 | 16926.9524
15.96 | 16947.846
15.97 | 16968.7506
15.98 | 16989.6663
15.99 | 17010.5931
16 | 17031.5308
16.01 | 17052.4797
16.02 | 17073.4395
16.03 | 17094.4104
16.04 | 17115.3923
16.05 | 17136.3852
16.06 | 17157.3892
16.07 | 17178.4041
16.08 | 17199.4301
16.09 | 17220.467
16.1 | 17241.515
16.11 | 17262.5739
16.12 | 17283.6438
16.13 | 17304.7247
16.14 | 17325.8166
16.15 | 17346.9195
16.16 | 17368.0333
16.17 | 17389.1581
16.18 | 17410.2938
16.19 | 17431.4405
16.2 | 17452.5982
16.21 | 17473.7668
16.22 | 17494.9463
16.23 | 17516.1367
16.24 | 17537.3381
16.25 | 17558.5505
16.26 | 17579.7737
16.27 | 17601.0078
16.28 | 17622.2529
16.29 | 17643.5089
16.3 | 17664.7757
16.31 | 17686.0535
16.32 | 17707.3422
16.33 | 17728.6417
16.34 | 17749.9521
16.35 | 17771.2734
16.36 | 17792.6056
16.37 | 17813.9486
16.38 | 17835.3025
16.39 | 17856.6673
16.4 | 17878.0429
16.41 | 17899.4294
16.42 | 17920.8267
16.43 | 17942.2348
16.44 | 17963.6538
16.45 | 17985.0836
16.46 | 18006.5243
16.47 | 18027.9757
16.48 | 18049.438
16.49 | 18070.9111
16.5 | 18092.395
16.51 | 18113.8896
16.52 | 18135.3951
16.53 | 18156.9114
16.54 | 18178.4385
16.55 | 18199.9763
16.56 | 18221.5249
16.57 | 18243.0843
16.58 | 18264.6545
16.59 | 18286.2354
16.6 | 18307.8271
16.61 | 18329.4295
16.62 | 18351.0427
16.63 | 18372.6666
16.64 | 18394.3012
16.65 | 18415.9466
16.66 | 18437.6027
16.67 | 18459.2696
16.68 | 18480.9471
16.69 | 18502.6354
16.7 | 18524.3344
16.71 | 18546.0441
16.72 | 18567.7645
16.73 | 18589.4956
16.74 | 18611.2373
16.75 | 18632.9898
16.76 | 18654.7529
16.77 | 18676.5268
16.78 | 18698.3112
16.79 | 18720.1064
16.8 | 18741.9122
16.81 | 18763.7287
16.82 | 18785.5558
16.83 | 18807.3935
16.84 | 18829.242
16.85 | 18851.101
16.86 | 18872.9707
16.87 | 18894.851
16.88 | 18916.7419
16.89 | 18938.6434
16.9 | 18960.5556
16.91 | 18982.4783
16.92 | 19004.4117
16.93 | 19026.3556
16.94 | 19048.3102
16.95 | 19070.2753
16.96 | 19092.2511
16.97 | 19114.2374
16.98 | 19136.2342
16.99 | 19158.2417
17 | 19180.2597
17.01 | 19202.2882
17.02 | 19224.3273
17.03 | 19246.377
17.04 | 19268.4372
17.05 | 19290.508
17.06 | 19312.5892
17.07 | 19334.681
17.08 | 19356.7834
17.09 | 19378.8962
17.1 | 19401.0196
17.11 | 19423.1535
17.12 | 19445.2979
17.13 | 19467.4527
17.14 | 19489.6181
17.15 | 19511.794
17.16 | 19533.9803
17.17 | 19556.1771
17.18 | 19578.3844
17.19 | 19600.6022
17.2 | 19622.8305
17.21 | 19645.0691
17.22 | 19667.3183
17.23 | 19689.5779
17.24 | 19711.848
17.25 | 19734.1284
17.26 | 19756.4194
17.27 | 19778.7207
17.28 | 19801.0325
17.29 | 19823.3547
17.3 | 19845.6873
17.31 | 19868.0303
17.32 | 19890.3838
17.33 | 19912.7476
17.34 | 19935.1218
17.35 | 19957.5064
17.36 | 19979.9015
17.37 | 20002.3068
17.38 | 20024.7226
17.39 | 20047.1487
17.4 | 20069.5852
17.41 | 20092.0321
17.42 | 20114.4893
17.43 | 20136.9569
17.44 | 20159.4348
17.45 | 20181.923
17.46 | 20204.4216
17.47 | 20226.9305
17.48 | 20249.4498
17.49 | 20271.9794
17.5 | 20294.5192
17.51 | 20317.0694
17.52 | 20339.6299
17.53 | 20362.2007
17.54 | 20384.7818
17.55 | 20407.3732
17.56 | 20429.9749
17.57 | 20452.5869
17.58 | 20475.2091
17.59 | 20497.8416
17.6 | 20520.4844
17.61 | 20543.1374
17.62 | 20565.8007
17.63 | 20588.4742
17.64 | 20611.158
17.65 | 20633.852
17.66 | 20656.5563
17.67 | 20679.2708
17.68 | 20701.9955
17.69 | 20724.7304
17.7 | 20747.4756
17.71 | 20770.2309
17.72 | 20792.9965
17.73 | 20815.7723
17.74 | 20838.5583
17.75 | 20861.3544
17.76 | 20884.1608
17.77 | 20906.9773
17.78 | 20929.804
17.79 | 20952.6409
17.8 | 20975.4879
17.81 | 20998.3451
17.82 | 21021.2124
17.83 | 21044.0899
17.84 | 21066.9776
17.85 | 21089.8754
17.86 | 21112.7833
17.87 | 21135.7014
17.88 | 21158.6295
17.89 | 21181.5678
17.9 | 21204.5162
17.91 | 21227.4748
17.92 | 21250.4434
17.93 | 21273.4221
17.94 | 21296.4109
17.95 | 21319.4099
17.96 | 21342.4189
17.97 | 21365.4379
17.98 | 21388.4671
17.99 | 21411.5063
18 | 21434.5556
18.01 | 21457.6149
18.02 | 21480.6843
18.03 | 21503.7638
18.04 | 21526.8533
18.05 | 21549.9528
18.06 | 21573.0624
18.07 | 21596.1819
18.08 | 21619.3116
18.09 | 21642.4512
18.1 | 21665.6008
18.11 | 21688.7605
18.12 | 21711.9302
18.13 | 21735.1098
18.14 | 21758.2995
18.15 | 21781.4991
18.16 | 21804.7087
18.17 | 21827.9283
18.18 | 21851.1579
18.19 | 21874.3974
18.2 | 21897.6469
18.21 | 21920.9064
18.22 | 21944.1758
18.23 | 21967.4551
18.24 | 21990.7444
18.25 | 22014.0436
18.26 | 22037.3528
18.27 | 22060.6719
18.28 | 22084.0009
18.29 | 22107.3398
18.3 | 22130.6887
18.31 | 22154.0474
18.32 | 22177.416
18.33 | 22200.7946
18.34 | 22224.183
18.35 | 22247.5813
18.36 | 22270.9895
18.37 | 22294.4076
18.38 | 22317.8355
18.39 | 22341.2733
18.4 | 22364.721
18.41 | 22388.1785
18.42 | 22411.6459
18.43 | 22435.1231
18.44 | 22458.6101
18.45 | 22482.107
18.46 | 22505.6137
18.47 | 22529.1302
18.48 | 22552.6566
18.49 | 22576.1927
18.5 | 22599.7387
18.51 | 22623.2945
18.52 | 22646.86
18.53 | 22670.4354
18.54 | 22694.0206
18.55 | 22717.6155
18.56 | 22741.2202
18.57 | 22764.8347
18.58 | 22788.4589
18.59 | 22812.0929
18.6 | 22835.7367
18.61 | 22859.3902
18.62 | 22883.0534
18.63 | 22906.7264
18.64 | 22930.4092
18.65 | 22954.1016
18.66 | 22977.8038
18.67 | 23001.5157
18.68 | 23025.2373
18.69 | 23048.9687
18.7 | 23072.7097
18.71 | 23096.4604
18.72 | 23120.2208
18.73 | 23143.991
18.74 | 23167.7707
18.75 | 23191.5602
18.76 | 23215.3594
18.77 | 23239.1682
18.78 | 23262.9866
18.79 | 23286.8148
18.8 | 23310.6526
18.81 | 23334.5
18.82 | 23358.357
18.83 | 23382.2237
18.84 | 23406.1001
18.85 | 23429.986
18.86 | 23453.8816
18.87 | 23477.7868
18.88 | 23501.7016
18.89 | 23525.626
18.9 | 23549.56
18.91 | 23573.5036
18.92 | 23597.4568
18.93 | 23621.4196
18.94 | 23645.3919
18.95 | 23669.3739
18.96 | 23693.3654
18.97 | 23717.3664
18.98 | 23741.377
18.99 | 23765.3972
19 | 23789.4269
19.01 | 23813.4661
19.02 | 23837.5149
19.03 | 23861.5732
19.04 | 23885.6411
19.05 | 23909.7184
19.06 | 23933.8053
19.07 | 23957.9017
19.08 | 23982.0076
19.09 | 24006.123
19.1 | 24030.2478
19.11 | 24054.3822
19.12 | 24078.5261
19.13 | 24102.6794
19.14 | 24126.8422
19.15 | 24151.0145
19.16 | 24175.1962
19.17 | 24199.3874
19.18 | 24223.588
19.19 | 24247.7981
19.2 | 24272.0177
19.21 | 24296.2466
19.22 | 24320.485
19.23 | 24344.7328
19.24 | 24368.9901
19.25 | 24393.2567
19.26 | 24417.5328
19.27 | 24441.8182
19.28 | 24466.1131
19.29 | 24490.4173
19.3 | 24514.731
19.31 | 24539.054
19.32 | 24563.3864
19.33 | 24587.7282
19.34 | 24612.0793
19.35 | 24636.4398
19.36 | 24660.8097
19.37 | 24685.1889
19.38 | 24709.5774
19.39 | 24733.9753
19.4 | 24758.3826
19.41 | 24782.7991
19.42 | 24807.225
19.43 | 24831.6602
19.44 | 24856.1047
19.45 | 24880.5585
19.46 | 24905.0216
19.47 | 24929.494
19.48 | 24953.9757
19.49 | 24978.4667
19.5 | 25002.967
19.51 | 25027.4766
19.52 | 25051.9954
19.53 | 25076.5235
19.54 | 25101.0608
19.55 | 25125.6074
19.56 | 25150.1632
19.57 | 25174.7283
19.58 | 25199.3027
19.59 | 25223.8862
19.6 | 25248.479
19.61 | 25273.081
19.62 | 25297.6922
19.63 | 25322.3127
19.64 | 25346.9423
19.65 | 25371.5812
19.66 | 25396.2292
19.67 | 25420.8864
19.68 | 25445.5528
19.69 | 25470.2284
19.7 | 25494.9132
19.71 | 25519.6071
19.72 | 25544.3102
19.73 | 25569.0224
19.74 | 25593.7438
19.75 | 25618.4744
19.76 | 25643.2141
19.77 | 25667.9629
19.78 | 25692.7209
19.79 | 25717.4879
19.8 | 25742.2641
19.81 | 25767.0494
19.82 | 25791.8439
19.83 | 25816.6474
19.84 | 25841.46
19.85 | 25866.2817
19.86 | 25891.1125
19.87 | 25915.9524
19.88 | 25940.8014
19.89 | 25965.6594
19.9 | 25990.5265
19.91 | 26015.4026
19.92 | 26040.2878
19.93 | 26065.1821
19.94 | 26090.0854
19.95 | 26114.9977
19.96 | 26139.9191
19.97 | 26164.8495
19.98 | 26189.7889
19.99 | 26214.7374
20 | 26239.6948
20.01 | 26264.6613
20.02 | 26289.6367
20.03 | 26314.6212
20.04 | 26339.6146
20.05 | 26364.617
20.06 | 26389.6284
20.07 | 26414.6488
20.08 | 26439.6781
20.09 | 26464.7164
20.1 | 26489.7637
20.11 | 26514.8199
20.12 | 26539.885
20.13 | 26564.9591
20.14 | 26590.0421
20.15 | 26615.1341
20.16 | 26640.235
20.17 | 26665.3447
20.18 | 26690.4635
20.19 | 26715.5911
20.2 | 26740.7276
20.21 | 26765.873
20.22 | 26791.0273
20.23 | 26816.1905
20.24 | 26841.3626
20.25 | 26866.5435
20.26 | 26891.7333
20.27 | 26916.932
20.28 | 26942.1395
20.29 | 26967.3559
20.3 | 26992.5811
20.31 | 27017.8152
20.32 | 27043.0581
20.33 | 27068.3098
20.34 | 27093.5704
20.35 | 27118.8398
20.36 | 27144.118
20.37 | 27169.405
20.38 | 27194.7008
20.39 | 27220.0054
20.4 | 27245.3188
20.41 | 27270.641
20.42 | 27295.9719
20.43 | 27321.3117
20.44 | 27346.6602
20.45 | 27372.0174
20.46 | 27397.3835
20.47 | 27422.7582
20.48 | 27448.1418
20.49 | 27473.534
20.5 | 27498.935
20.51 | 27524.3448
20.52 | 27549.7632
20.53 | 27575.1904
20.54 | 27600.6263
20.55 | 27626.0709
20.56 | 27651.5242
20.57 | 27676.9863
20.58 | 27702.457
20.59 | 27727.9363
20.6 | 27753.4244
20.61 | 27778.9211
20.62 | 27804.4266
20.63 | 27829.9406
20.64 | 27855.4634
20.65 | 27880.9948
20.66 | 27906.5348
20.67 | 27932.0835
20.68 | 27957.6408
20.69 | 27983.2067
20.7 | 28008.7813
20.71 | 28034.3645
20.72 | 28059.9563
20.73 | 28085.5567
20.74 | 28111.1658
20.75 | 28136.7834
20.76 | 28162.4096
20.77 | 28188.0444
20.78 | 28213.6877
20.79 | 28239.3397
20.8 | 28265.0002
20.81 | 28290.6693
20.82 | 28316.347
20.83 | 28342.0332
20.84 | 28367.7279
20.85 | 28393.4312
20.86 | 28419.143
20.87 | 28444.8634
20.88 | 28470.5922
20.89 | 28496.3296
20.9 | 28522.0756
20.91 | 28547.83
20.92 | 28573.5929
20.93 | 28599.3643
20.94 | 28625.1442
20.95 | 28650.9326
20.96 | 28676.7295
20.97 | 28702.5349
20.98 | 28728.3487
20.99 | 28754.171
21 | 28780.0017
21.01 | 28805.8409
21.02 | 28831.6886
21.03 | 28857.5446
21.04 | 28883.4092
21.05 | 28909.2821
21.06 | 28935.1635
21.07 | 28961.0533
21.08 | 28986.9515
21.09 | 29012.8581
21.1 | 29038.7731
21.11 | 29064.6965
21.12 | 29090.6283
21.13 | 29116.5685
21.14 | 29142.5171
21.15 | 29168.474
21.16 | 29194.4393
21.17 | 29220.413
21.18 | 29246.395
21.19 | 29272.3854
21.2 | 29298.3841
21.21 | 29324.3912
21.22 | 29350.4066
21.23 | 29376.4303
21.24 | 29402.4623
21.25 | 29428.5027
21.26 | 29454.5514
21.27 | 29480.6083
21.28 | 29506.6736
21.29 | 29532.7472
21.3 | 29558.8291
21.31 | 29584.9192
21.32 | 29611.0176
21.33 | 29637.1243
21.34 | 29663.2393
21.35 | 29689.3625
21.36 | 29715.494
21.37 | 29741.6337
21.38 | 29767.7817
21.39 | 29793.9379
21.4 | 29820.1023
21.41 | 29846.275
21.42 | 29872.4559
21.43 | 29898.645
21.44 | 29924.8423
21.45 | 29951.0478
21.46 | 29977.2615
21.47 | 30003.4834
21.48 | 30029.7135
21.49 | 30055.9518
21.5 | 30082.1982
21.51 | 30108.4528
21.52 | 30134.7156
21.53 | 30160.9865
21.54 | 30187.2656
21.55 | 30213.5529
21.56 | 30239.8483
21.57 | 30266.1518
21.58 | 30292.4634
21.59 | 30318.7832
21.6 | 30345.1111
21.61 | 30371.447
21.62 | 30397.7912
21.63 | 30424.1434
21.64 | 30450.5037
21.65 | 30476.872
21.66 | 30503.2485
21.67 | 30529.6331
21.68 | 30556.0257
21.69 | 30582.4264
21.7 | 30608.8351
21.71 | 30635.2519
21.72 | 30661.6768
21.73 | 30688.1097
21.74 | 30714.5506
21.75 | 30740.9996
21.76 | 30767.4566
21.77 | 30793.9216
21.78 | 30820.3946
21.79 | 30846.8757
21.8 | 30873.3647
21.81 | 30899.8618
21.82 | 30926.3668
21.83 | 30952.8798
21.84 | 30979.4008
21.85 | 31005.9298
21.86 | 31032.4667
21.87 | 31059.0116
21.88 | 31085.5645
21.89 | 31112.1253
21.9 | 31138.6941
21.91 | 31165.2708
21.92 | 31191.8554
21.93 | 31218.448
21.94 | 31245.0485
21.95 | 31271.6569
21.96 | 31298.2732
21.97 | 31324.8974
21.98 | 31351.5295
21.99 | 31378.1696
22 | 31404.8175
22.01 | 31431.4732
22.02 | 31458.1369
22.03 | 31484.8084
22.04 | 31511.4878
22.05 | 31538.1751
22.06 | 31564.8702
22.07 | 31591.5732
22.08 | 31618.284
22.09 | 31645.0026
22.1 | 31671.7291
22.11 | 31698.4634
22.12 | 31725.2055
22.13 | 31751.9554
22.14 | 31778.7131
22.15 | 31805.4787
22.16 | 31832.252
22.17 | 31859.0331
22.18 | 31885.822
22.19 | 31912.6187
22.2 | 31939.4232
22.21 | 31966.2354
22.22 | 31993.0554
22.23 | 32019.8831
22.24 | 32046.7186
22.25 | 32073.5618
22.26 | 32100.4128
22.27 | 32127.2715
22.28 | 32154.1379
22.29 | 32181.012
22.3 | 32207.8939
22.31 | 32234.7835
22.32 | 32261.6807
22.33 | 32288.5857
22.34 | 32315.4984
22.35 | 32342.4187
22.36 | 32369.3467
22.37 | 32396.2824
22.38 | 32423.2258
22.39 | 32450.1768
22.4 | 32477.1355
22.41 | 32504.1018
22.42 | 32531.0758
22.43 | 32558.0574
22.44 | 32585.0466
22.45 | 32612.0435
22.46 | 32639.048
22.47 | 32666.0601
22.48 | 32693.0798
22.49 | 32720.1071
22.5 | 32747.142
22.51 | 32774.1845
22.52 | 32801.2346
22.53 | 32828.2923
22.54 | 32855.3575
22.55 | 32882.4304
22.56 | 32909.5107
22.57 | 32936.5987
22.58 | 32963.6941
22.59 | 32990.7972
22.6 | 33017.9077
22.61 | 33045.0258
22.62 | 33072.1514
22.63 | 33099.2846
22.64 | 33126.4253
22.65 | 33153.5734
22.66 | 33180.7291
22.67 | 33207.8923
22.68 | 33235.0629
22.69 | 33262.2411
22.7 | 33289.4267
22.71 | 33316.6198
22.72 | 33343.8204
22.73 | 33371.0284
22.74 | 33398.2439
22.75 | 33425.4668
22.76 | 33452.6972
22.77 | 33479.935
22.78 | 33507.1803
22.79 | 33534.4329
22.8 | 33561.693
22.81 | 33588.9606
22.82 | 33616.2355
22.83 | 33643.5178
22.84 | 33670.8075
22.85 | 33698.1046
22.86 | 33725.4091
22.87 | 33752.721
22.88 | 33780.0403
22.89 | 33807.3669
22.9 | 33834.7009
22.91 | 33862.0422
22.92 | 33889.3909
22.93 | 33916.7469
22.94 | 33944.1103
22.95 | 33971.481
22.96 | 33998.859
22.97 | 34026.2444
22.98 | 34053.637
22.99 | 34081.037
23 | 34108.4443
23.01 | 34135.8588
23.02 | 34163.2807
23.03 | 34190.7098
23.04 | 34218.1463
23.05 | 34245.5899
23.06 | 34273.0409
23.07 | 34300.4991
23.08 | 34327.9646
23.09 | 34355.4373
23.1 | 34382.9173
23.11 | 34410.4045
23.12 | 34437.8989
23.13 | 34465.4006
23.14 | 34492.9095
23.15 | 34520.4255
23.16 | 34547.9488
23.17 | 34575.4793
23.18 | 34603.017
23.19 | 34630.5619
23.2 | 34658.114
23.21 | 34685.6732
23.22 | 34713.2396
23.23 | 34740.8132
23.24 | 34768.3939
23.25 | 34795.9818
23.26 | 34823.5769
23.27 | 34851.179
23.28 | 34878.7884
23.29 | 34906.4048
23.3 | 34934.0284
23.31 | 34961.6591
23.32 | 34989.2969
23.33 | 35016.9417
23.34 | 35044.5938
23.35 | 35072.2528
23.36 | 35099.919
23.37 | 35127.5923
23.38 | 35155.2726
23.39 | 35182.96
23.4 | 35210.6545
23.41 | 35238.356
23.42 | 35266.0646
23.43 | 35293.7802
23.44 | 35321.5029
23.45 | 35349.2326
23.46 | 35376.9693
23.47 | 35404.713
23.48 | 35432.4638
23.49 | 35460.2216
23.5 | 35487.9863
23.51 | 35515.7581
23.52 | 35543.5369
23.53 | 35571.3226
23.54 | 35599.1153
23.55 | 35626.915
23.56 | 35654.7217
23.57 | 35682.5353
23.58 | 35710.3559
23.59 | 35738.1834
23.6 | 35766.0179
23.61 | 35793.8593
23.62 | 35821.7076
23.63 | 35849.5629
23.64 | 35877.4251
23.65 | 35905.2942
23.66 | 35933.1702
23.67 | 35961.0531
23.68 | 35988.9429
23.69 | 36016.8396
23.7 | 36044.7431
23.71 | 36072.6536
23.72 | 36100.5709
23.73 | 36128.4951
23.74 | 36156.4261
23.75 | 36184.364
23.76 | 36212.3087
23.77 | 36240.2603
23.78 | 36268.2187
23.79 | 36296.1839
23.8 | 36324.156
23.81 | 36352.1349
23.82 | 36380.1205
23.83 | 36408.113
23.84 | 36436.1123
23.85 | 36464.1184
23.86 | 36492.1313
23.87 | 36520.1509
23.88 | 36548.1773
23.89 | 36576.2105
23.9 | 36604.2504
23.91 | 36632.2971
23.92 | 36660.3506
23.93 | 36688.4107
23.94 | 36716.4777
23.95 | 36744.5513
23.96 | 36772.6317
23.97 | 36800.7188
23.98 | 36828.8126
23.99 | 36856.9131
24 | 36885.0203
24.01 | 36913.1342
24.02 | 36941.2548
24.03 | 36969.3821
24.04 | 36997.5161
24.05 | 37025.6567
24.06 | 37053.804
24.07 | 37081.9579
24.08 | 37110.1185
24.09 | 37138.2858
24.1 | 37166.4596
24.11 | 37194.6402
24.12 | 37222.8273
24.13 | 37251.021
24.14 | 37279.2214
24.15 | 37307.4284
24.16 | 37335.642
24.17 | 37363.8622
24.18 | 37392.0889
24.19 | 37420.3223
24.2 | 37448.5622
24.21 | 37476.8087
24.22 | 37505.0618
24.23 | 37533.3214
24.24 | 37561.5876
24.25 | 37589.8603
24.26 | 37618.1396
24.27 | 37646.4254
24.28 | 37674.7177
24.29 | 37703.0166
24.3 | 37731.3219
24.31 | 37759.6338
24.32 | 37787.9522
24.33 | 37816.2771
24.34 | 37844.6085
24.35 | 37872.9463
24.36 | 37901.2907
24.37 | 37929.6415
24.38 | 37957.9988
24.39 | 37986.3625
24.4 | 38014.7327
24.41 | 38043.1093
24.42 | 38071.4924
24.43 | 38099.8819
24.44 | 38128.2779
24.45 | 38156.6803
24.46 | 38185.089
24.47 | 38213.5043
24.48 | 38241.9259
24.49 | 38270.3539
24.5 | 38298.7883
24.51 | 38327.2291
24.52 | 38355.6762
24.53 | 38384.1298
24.54 | 38412.5897
24.55 | 38441.0559
24.56 | 38469.5286
24.57 | 38498.0075
24.58 | 38526.4929
24.59 | 38554.9845
24.6 | 38583.4825
24.61 | 38611.9868
24.62 | 38640.4975
24.63 | 38669.0144
24.64 | 38697.5377
24.65 | 38726.0672
24.66 | 38754.6031
24.67 | 38783.1452
24.68 | 38811.6936
24.69 | 38840.2483
24.7 | 38868.8092
24.71 | 38897.3765
24.72 | 38925.9499
24.73 | 38954.5297
24.74 | 38983.1156
24.75 | 39011.7078
24.76 | 39040.3063
24.77 | 39068.911
24.78 | 39097.5218
24.79 | 39126.1389
24.8 | 39154.7622
24.81 | 39183.3917
24.82 | 39212.0274
24.83 | 39240.6693
24.84 | 39269.3174
24.85 | 39297.9716
24.86 | 39326.6321
24.87 | 39355.2986
24.88 | 39383.9714
24.89 | 39412.6503
24.9 | 39441.3353
24.91 | 39470.0265
24.92 | 39498.7237
24.93 | 39527.4272
24.94 | 39556.1367
24.95 | 39584.8524
24.96 | 39613.5741
24.97 | 39642.302
24.98 | 39671.036
24.99 | 39699.776
25 | 39728.5221
25.01 | 39757.2743
25.02 | 39786.0326
25.03 | 39814.7969
25.04 | 39843.5673
25.05 | 39872.3438
25.06 | 39901.1263
25.07 | 39929.9148
25.08 | 39958.7093
25.09 | 39987.5099
25.1 | 40016.3165
25.11 | 40045.1291
25.12 | 40073.9478
25.13 | 40102.7724
25.14 | 40131.603
25.15 | 40160.4396
25.16 | 40189.2822
25.17 | 40218.1307
25.18 | 40246.9853
25.19 | 40275.8457
25.2 | 40304.7122
25.21 | 40333.5846
25.22 | 40362.4629
25.23 | 40391.3472
25.24 | 40420.2374
25.25 | 40449.1335
25.26 | 40478.0356
25.27 | 40506.9436
25.28 | 40535.8574
25.29 | 40564.7772
25.3 | 40593.7029
25.31 | 40622.6344
25.32 | 40651.5718
25.33 | 40680.5151
25.34 | 40709.4643
25.35 | 40738.4193
25.36 | 40767.3802
25.37 | 40796.347
25.38 | 40825.3195
25.39 | 40854.2979
25.4 | 40883.2822
25.41 | 40912.2723
25.42 | 40941.2681
25.43 | 40970.2698
25.44 | 40999.2773
25.45 | 41028.2906
25.46 | 41057.3097
25.47 | 41086.3346
25.48 | 41115.3653
25.49 | 41144.4017
25.5 | 41173.4439
25.51 | 41202.4919
25.52 | 41231.5456
25.53 | 41260.605
25.54 | 41289.6702
25.55 | 41318.7412
25.56 | 41347.8178
25.57 | 41376.9002
25.58 | 41405.9883
25.59 | 41435.0821
25.6 | 41464.1816
25.61 | 41493.2868
25.62 | 41522.3977
25.63 | 41551.5143
25.64 | 41580.6366
25.65 | 41609.7645
25.66 | 41638.8981
25.67 | 41668.0374
25.68 | 41697.1823
25.69 | 41726.3328
25.7 | 41755.489
25.71 | 41784.6509
25.72 | 41813.8183
25.73 | 41842.9914
25.74 | 41872.1701
25.75 | 41901.3544
25.76 | 41930.5443
25.77 | 41959.7398
25.78 | 41988.9408
25.79 | 42018.1475
25.8 | 42047.3597
25.81 | 42076.5775
25.82 | 42105.8009
25.83 | 42135.0298
25.84 | 42164.2643
25.85 | 42193.5043
25.86 | 42222.7499
25.87 | 42252.001
25.88 | 42281.2576
25.89 | 42310.5197
25.9 | 42339.7874
25.91 | 42369.0605
25.92 | 42398.3392
25.93 | 42427.6233
25.94 | 42456.9129
25.95 | 42486.208
25.96 | 42515.5086
25.97 | 42544.8146
25.98 | 42574.1262
25.99 | 42603.4431
26 | 42632.7655
26.01 | 42662.0934
26.02 | 42691.4266
26.03 | 42720.7654
26.04 | 42750.1095
26.05 | 42779.459
26.06 | 42808.814
26.07 | 42838.1743
26.08 | 42867.5401
26.09 | 42896.9112
26.1 | 42926.2878
26.11 | 42955.6697
26.12 | 42985.0569
26.13 | 43014.4496
26.14 | 43043.8476
26.15 | 43073.2509
26.16 | 43102.6596
26.17 | 43132.0736
26.18 | 43161.493
26.19 | 43190.9177
26.2 | 43220.3477
26.21 | 43249.783
26.22 | 43279.2236
26.23 | 43308.6695
26.24 | 43338.1208
26.25 | 43367.5773
26.26 | 43397.039
26.27 | 43426.5061
26.28 | 43455.9784
26.29 | 43485.456
26.3 | 43514.9388
26.31 | 43544.4269
26.32 | 43573.9202
26.33 | 43603.4188
26.34 | 43632.9226
26.35 | 43662.4316
26.36 | 43691.9458
26.37 | 43721.4652
26.38 | 43750.9899
26.39 | 43780.5197
26.4 | 43810.0547
26.41 | 43839.5949
26.42 | 43869.1403
26.43 | 43898.6908
26.44 | 43928.2465
26.45 | 43957.8074
26.46 | 43987.3734
26.47 | 44016.9446
26.48 | 44046.5209
26.49 | 44076.1023
26.5 | 44105.6889
26.51 | 44135.2805
26.52 | 44164.8773
26.53 | 44194.4792
26.54 | 44224.0862
26.55 | 44253.6983
26.56 | 44283.3154
26.57 | 44312.9377
26.58 | 44342.565
26.59 | 44372.1974
26.6 | 44401.8348
26.61 | 44431.4773
26.62 | 44461.1248
26.63 | 44490.7774
26.64 | 44520.435
26.65 | 44550.0977
26.66 | 44579.7653
26.67 | 44609.438
26.68 | 44639.1157
26.69 | 44668.7983
26.7 | 44698.486
26.71 | 44728.1787
26.72 | 44757.8763
26.73 | 44787.5789
26.74 | 44817.2865
26.75 | 44846.999
26.76 | 44876.7165
26.77 | 44906.439
26.78 | 44936.1664
26.79 | 44965.8987
26.8 | 44995.6359
26.81 | 45025.3781
26.82 | 45055.1252
26.83 | 45084.8772
26.84 | 45114.6341
26.85 | 45144.3959
26.86 | 45174.1625
26.87 | 45203.9341
26.88 | 45233.7105
26.89 | 45263.4919
26.9 | 45293.278
26.91 | 45323.069
26.92 | 45352.8649
26.93 | 45382.6657
26.94 | 45412.4712
26.95 | 45442.2816
26.96 | 45472.0968
26.97 | 45501.9169
26.98 | 45531.7417
26.99 | 45561.5713
27 | 45591.4058
27.01 | 45621.245
27.02 | 45651.089
27.03 | 45680.9378
27.04 | 45710.7913
27.05 | 45740.6497
27.06 | 45770.5127
27.07 | 45800.3806
27.08 | 45830.2531
27.09 | 45860.1305
27.1 | 45890.0125
27.11 | 45919.8993
27.12 | 45949.7908
27.13 | 45979.687
27.14 | 46009.5879
27.15 | 46039.4935
27.16 | 46069.4038
27.17 | 46099.3188
27.18 | 46129.2384
27.19 | 46159.1627
27.2 | 46189.0917
27.21 | 46219.0254
27.22 | 46248.9637
27.23 | 46278.9066
27.24 | 46308.8542
27.25 | 46338.8064
27.26 | 46368.7633
27.27 | 46398.7247
27.28 | 46428.6908
27.29 | 46458.6615
27.3 | 46488.6367
27.31 | 46518.6166
27.32 | 46548.6011
27.33 | 46578.5901
27.34 | 46608.5837
27.35 | 46638.5819
27.36 | 46668.5846
27.37 | 46698.5919
27.38 | 46728.6037
27.39 | 46758.6201
27.4 | 46788.641
27.41 | 46818.6664
27.42 | 46848.6964
27.43 | 46878.7308
27.44 | 46908.7698
27.45 | 46938.8132
27.46 | 46968.8612
27.47 | 46998.9136
27.48 | 47028.9705
27.49 | 47059.0319
27.5 | 47089.0978
27.51 | 47119.1681
27.52 | 47149.2429
27.53 | 47179.322
27.54 | 47209.4057
27.55 | 47239.4938
27.56 | 47269.5863
27.57 | 47299.6832
27.58 | 47329.7846
27.59 | 47359.8903
27.6 | 47390.0005
27.61 | 47420.115
27.62 | 47450.2339
27.63 | 47480.3572
27.64 | 47510.4849
27.65 | 47540.6169
27.66 | 47570.7533
27.67 | 47600.8941
27.68 | 47631.0391
27.69 | 47661.1886
27.7 | 47691.3423
27.71 | 47721.5004
27.72 | 47751.6628
27.73 | 47781.8296
27.74 | 47812.0006
27.75 | 47842.1759
27.76 | 47872.3555
27.77 | 47902.5394
27.78 | 47932.7276
27.79 | 47962.92
27.8 | 47993.1168
27.81 | 48023.3177
27.82 | 48053.523
27.83 | 48083.7324
27.84 | 48113.9462
27.85 | 48144.1641
27.86 | 48174.3863
27.87 | 48204.6126
27.88 | 48234.8432
27.89 | 48265.078
27.9 | 48295.317
27.91 | 48325.5602
27.92 | 48355.8075
27.93 | 48386.0591
27.94 | 48416.3148
27.95 | 48446.5747
27.96 | 48476.8387
27.97 | 48507.1069
27.98 | 48537.3792
27.99 | 48567.6557
28 | 48597.9363
28.01 | 48628.221
28.02 | 48658.5099
28.03 | 48688.8028
28.04 | 48719.0998
28.05 | 48749.401
28.06 | 48779.7062
28.07 | 48810.0156
28.08 | 48840.329
28.09 | 48870.6464
28.1 | 48900.9679
28.11 | 48931.2935
28.12 | 48961.6232
28.13 | 48991.9568
28.14 | 49022.2945
28.15 | 49052.6363
28.16 | 49082.982
28.17 | 49113.3318
28.18 | 49143.6856
28.19 | 49174.0434
28.2 | 49204.4051
28.21 | 49234.7709
28.22 | 49265.1407
28.23 | 49295.5144
28.24 | 49325.8921
28.25 | 49356.2737
28.26 | 49386.6593
28.27 | 49417.0489
28.28 | 49447.4424
28.29 | 49477.8398
28.3 | 49508.2412
28.31 | 49538.6464
28.32 | 49569.0556
28.33 | 49599.4687
28.34 | 49629.8857
28.35 | 49660.3066
28.36 | 49690.7314
28.37 | 49721.16
28.38 | 49751.5925
28.39 | 49782.0289
28.4 | 49812.4692
28.41 | 49842.9133
28.42 | 49873.3612
28.43 | 49903.813
28.44 | 49934.2686
28.45 | 49964.728
28.46 | 49995.1913
28.47 | 50025.6583
28.48 | 50056.1292
28.49 | 50086.6039
28.5 | 50117.0824
28.51 | 50147.5646
28.52 | 50178.0506
28.53 | 50208.5404
28.54 | 50239.0339
28.55 | 50269.5312
28.56 | 50300.0323
28.57 | 50330.5371
28.58 | 50361.0456
28.59 | 50391.5579
28.6 | 50422.0739
28.61 | 50452.5936
28.62 | 50483.117
28.63 | 50513.6441
28.64 | 50544.1749
28.65 | 50574.7094
28.66 | 50605.2476
28.67 | 50635.7894
28.68 | 50666.3349
28.69 | 50696.8841
28.7 | 50727.4369
28.71 | 50757.9934
28.72 | 50788.5536
28.73 | 50819.1173
28.74 | 50849.6847
28.75 | 50880.2557
28.76 | 50910.8303
28.77 | 50941.4085
28.78 | 50971.9903
28.79 | 51002.5757
28.8 | 51033.1647
28.81 | 51063.7572
28.82 | 51094.3533
28.83 | 51124.953
28.84 | 51155.5563
28.85 | 51186.1631
28.86 | 51216.7734
28.87 | 51247.3874
28.88 | 51278.0047
28.89 | 51308.6257
28.9 | 51339.2501
28.91 | 51369.8781
28.92 | 51400.5096
28.93 | 51431.1445
28.94 | 51461.783
28.95 | 51492.4249
28.96 | 51523.0703
28.97 | 51553.7191
28.98 | 51584.3715
28.99 | 51615.0273
29 | 51645.6865
29.01 | 51676.3491
29.02 | 51707.0152
29.03 | 51737.6848
29.04 | 51768.3577
29.05 | 51799.0341
29.06 | 51829.7138
29.07 | 51860.397
29.08 | 51891.0835
29.09 | 51921.7734
29.1 | 51952.4668
29.11 | 51983.1635
29.12 | 52013.8635
29.13 | 52044.5669
29.14 | 52075.2737
29.15 | 52105.9837
29.16 | 52136.6972
29.17 | 52167.4139
29.18 | 52198.134
29.19 | 52228.8574
29.2 | 52259.5841
29.21 | 52290.3141
29.22 | 52321.0474
29.23 | 52351.784
29.24 | 52382.5238
29.25 | 52413.267
29.26 | 52444.0134
29.27 | 52474.763
29.28 | 52505.5159
29.29 | 52536.2721
29.3 | 52567.0315
29.31 | 52597.7941
29.32 | 52628.5599
29.33 | 52659.329
29.34 | 52690.1013
29.35 | 52720.8768
29.36 | 52751.6554
29.37 | 52782.4373
29.38 | 52813.2224
29.39 | 52844.0106
29.4 | 52874.802
29.41 | 52905.5966
29.42 | 52936.3942
29.43 | 52967.1951
29.44 | 52997.9991
29.45 | 53028.8062
29.46 | 53059.6165
29.47 | 53090.4299
29.48 | 53121.2463
29.49 | 53152.0659
29.5 | 53182.8886
29.51 | 53213.7144
29.52 | 53244.5432
29.53 | 53275.3752
29.54 | 53306.2102
29.55 | 53337.0483
29.56 | 53367.8894
29.57 | 53398.7336
29.58 | 53429.5808
29.59 | 53460.4311
29.6 | 53491.2844
29.61 | 53522.1407
29.62 | 53553
29.63 | 53583.8623
29.64 | 53614.7276
29.65 | 53645.5959
29.66 | 53676.4673
29.67 | 53707.3415
29.68 | 53738.2188
29.69 | 53769.099
29.7 | 53799.9822
29.71 | 53830.8683
29.72 | 53861.7574
29.73 | 53892.6494
29.74 | 53923.5444
29.75 | 53954.4422
29.76 | 53985.343
29.77 | 54016.2467
29.78 | 54047.1533
29.79 | 54078.0628
29.8 | 54108.9751
29.81 | 54139.8904
29.82 | 54170.8085
29.83 | 54201.7294
29.84 | 54232.6533
29.85 | 54263.58
29.86 | 54294.5095
29.87 | 54325.442
29.88 | 54356.3771
29.89 | 54387.3152
29.9 | 54418.256
29.91 | 54449.1997
29.92 | 54480.1462
29.93 | 54511.0954
29.94 | 54542.0474
29.95 | 54573.0023
29.96 | 54603.9599
29.97 | 54634.9203
29.98 | 54665.8834
29.99 | 54696.8493
30 | 54727.8179
30.01 | 54758.7892
30.02 | 54789.7633
30.03 | 54820.7401
30.04 | 54851.7197
30.05 | 54882.702
30.06 | 54913.6869
30.07 | 54944.6746
30.08 | 54975.6649
30.09 | 55006.6579
30.1 | 55037.6536
30.11 | 55068.652
30.12 | 55099.653
30.13 | 55130.6567
30.14 | 55161.6629
30.15 | 55192.6719
30.16 | 55223.6835
30.17 | 55254.6977
30.18 | 55285.7146
30.19 | 55316.734
30.2 | 55347.756
30.21 | 55378.7807
30.22 | 55409.8079
30.23 | 55440.8378
30.24 | 55471.8701
30.25 | 55502.9051
30.26 | 55533.9426
30.27 | 55564.9827
30.28 | 55596.0253
30.29 | 55627.0704
30.3 | 55658.1181
30.31 | 55689.1683
30.32 | 55720.221
30.33 | 55751.2763
30.34 | 55782.334
30.35 | 55813.3943
30.36 | 55844.457
30.37 | 55875.5222
30.38 | 55906.5899
30.39 | 55937.66
30.4 | 55968.7327
30.41 | 55999.8077
30.42 | 56030.8853
30.43 | 56061.9652
30.44 | 56093.0476
30.45 | 56124.1324
30.46 | 56155.2196
30.47 | 56186.3092
30.48 | 56217.4012
30.49 | 56248.4957
30.5 | 56279.5925
30.51 | 56310.6917
30.52 | 56341.7933
30.53 | 56372.8972
30.54 | 56404.0035
30.55 | 56435.1122
30.56 | 56466.2232
30.57 | 56497.3365
30.58 | 56528.4522
30.59 | 56559.5702
30.6 | 56590.6905
30.61 | 56621.8131
30.62 | 56652.938
30.63 | 56684.0652
30.64 | 56715.1948
30.65 | 56746.3265
30.66 | 56777.4606
30.67 | 56808.5969
30.68 | 56839.7355
30.69 | 56870.8763
30.7 | 56902.0194
30.71 | 56933.1647
30.72 | 56964.3122
30.73 | 56995.462
30.74 | 57026.614
30.75 | 57057.7682
30.76 | 57088.9246
30.77 | 57120.0832
30.78 | 57151.2439
30.79 | 57182.4069
30.8 | 57213.572
30.81 | 57244.7393
30.82 | 57275.9088
30.83 | 57307.0804
30.84 | 57338.2541
30.85 | 57369.43
30.86 | 57400.608
30.87 | 57431.7881
30.88 | 57462.9704
30.89 | 57494.1547
30.9 | 57525.3411
30.91 | 57556.5297
30.92 | 57587.7203
30.93 | 57618.913
30.94 | 57650.1077
30.95 | 57681.3046
30.96 | 57712.5035
30.97 | 57743.7044
30.98 | 57774.9074
30.99 | 57806.1124
31 | 57837.3195
31.01 | 57868.5285
31.02 | 57899.7396
31.03 | 57930.9527
31.04 | 57962.1677
31.05 | 57993.3848
31.06 | 58024.6039
31.07 | 58055.8249
31.08 | 58087.0479
31.09 | 58118.2728
31.1 | 58149.4997
31.11 | 58180.7286
31.12 | 58211.9594
31.13 | 58243.1921
31.14 | 58274.4268
31.15 | 58305.6633
31.16 | 58336.9018
31.17 | 58368.1422
31.18 | 58399.3845
31.19 | 58430.6287
31.2 | 58461.8747
31.21 | 58493.1226
31.22 | 58524.3724
31.23 | 58555.624
31.24 | 58586.8775
31.25 | 58618.1329
31.26 | 58649.3901
31.27 | 58680.6491
31.28 | 58711.9099
31.29 | 58743.1726
31.3 | 58774.437
31.31 | 58805.7033
31.32 | 58836.9713
31.33 | 58868.2411
31.34 | 58899.5128
31.35 | 58930.7861
31.36 | 58962.0613
31.37 | 58993.3382
31.38 | 59024.6168
31.39 | 59055.8972
31.4 | 59087.1793
31.41 | 59118.4632
31.42 | 59149.7488
31.43 | 59181.036
31.44 | 59212.325
31.45 | 59243.6157
31.46 | 59274.9081
31.47 | 59306.2021
31.48 | 59337.4979
31.49 | 59368.7953
31.5 | 59400.0943
31.51 | 59431.3951
31.52 | 59462.6974
31.53 | 59494.0014
31.54 | 59525.307
31.55 | 59556.6143
31.56 | 59587.9232
31.57 | 59619.2336
31.58 | 59650.5457
31.59 | 59681.8594
31.6 | 59713.1747
31.61 | 59744.4915
31.62 | 59775.8099
31.63 | 59807.1299
31.64 | 59838.4514
31.65 | 59869.7745
31.66 | 59901.0991
31.67 | 59932.4253
31.68 | 59963.753
31.69 | 59995.0822
31.7 | 60026.4129
31.71 | 60057.7451
31.72 | 60089.0789
31.73 | 60120.4141
31.74 | 60151.7508
31.75 | 60183.0889
31.76 | 60214.4286
31.77 | 60245.7697
31.78 | 60277.1122
31.79 | 60308.4562
31.8 | 60339.8017
31.81 | 60371.1485
31.82 | 60402.4968
31.83 | 60433.8465
31.84 | 60465.1977
31.85 | 60496.5502
31.86 | 60527.9041
31.87 | 60559.2594
31.88 | 60590.6161
31.89 | 60621.9741
31.9 | 60653.3335
31.91 | 60684.6943
31.92 | 60716.0564
31.93 | 60747.4199
31.94 | 60778.7847
31.95 | 60810.1508
31.96 | 60841.5183
31.97 | 60872.887
31.98 | 60904.2571
31.99 | 60935.6284
32 | 60967.0011
32.01 | 60998.375
32.02 | 61029.7502
32.03 | 61061.1267
32.04 | 61092.5044
32.05 | 61123.8834
32.06 | 61155.2636
32.07 | 61186.6451
32.08 | 61218.0277
32.09 | 61249.4116
32.1 | 61280.7968
32.11 | 61312.1831
32.12 | 61343.5706
32.13 | 61374.9594
32.14 | 61406.3493
32.15 | 61437.7404
32.16 | 61469.1326
32.17 | 61500.5261
32.18 | 61531.9206
32.19 | 61563.3163
32.2 | 61594.7132
32.21 | 61626.1112
32.22 | 61657.5103
32.23 | 61688.9105
32.24 | 61720.3119
32.25 | 61751.7143
32.26 | 61783.1179
32.27 | 61814.5225
32.28 | 61845.9282
32.29 | 61877.335
32.3 | 61908.7428
32.31 | 61940.1517
32.32 | 61971.5617
32.33 | 62002.9726
32.34 | 62034.3847
32.35 | 62065.7977
32.36 | 62097.2118
32.37 | 62128.6269
32.38 | 62160.043
32.39 | 62191.4601
32.4 | 62222.8781
32.41 | 62254.2971
32.42 | 62285.7172
32.43 | 62317.1382
32.44 | 62348.5601
32.45 | 62379.983
32.46 | 62411.4069
32.47 | 62442.8317
32.48 | 62474.2574
32.49 | 62505.684
32.5 | 62537.1116
32.51 | 62568.54
32.52 | 62599.9694
32.53 | 62631.3996
32.54 | 62662.8307
32.55 | 62694.2627
32.56 | 62725.6956
32.57 | 62757.1293
32.58 | 62788.5639
32.59 | 62819.9993
32.6 | 62851.4356
32.61 | 62882.8727
32.62 | 62914.3106
32.63 | 62945.7493
32.64 | 62977.1888
32.65 | 63008.6292
32.66 | 63040.0703
32.67 | 63071.5122
32.68 | 63102.9549
32.69 | 63134.3984
32.7 | 63165.8426
32.71 | 63197.2876
32.72 | 63228.7333
32.73 | 63260.1797
32.74 | 63291.6269
32.75 | 63323.0749
32.76 | 63354.5235
32.77 | 63385.9728
32.78 | 63417.4229
32.79 | 63448.8736
32.8 | 63480.325
32.81 | 63511.7771
32.82 | 63543.2299
32.83 | 63574.6833
32.84 | 63606.1374
32.85 | 63637.5921
32.86 | 63669.0474
32.87 | 63700.5035
32.88 | 63731.9601
32.89 | 63763.4173
32.9 | 63794.8752
32.91 | 63826.3336
32.92 | 63857.7927
32.93 | 63889.2523
32.94 | 63920.7125
32.95 | 63952.1733
32.96 | 63983.6346
32.97 | 64015.0965
32.98 | 64046.559
32.99 | 64078.022
33 | 64109.4855
33.01 | 64140.9495
33.02 | 64172.4141
33.03 | 64203.8791
33.04 | 64235.3447
33.05 | 64266.8108
33.06 | 64298.2773
33.07 | 64329.7444
33.08 | 64361.2118
33.09 | 64392.6798
33.1 | 64424.1482
33.11 | 64455.6171
33.12 | 64487.0864
33.13 | 64518.5561
33.14 | 64550.0263
33.15 | 64581.4969
33.16 | 64612.9679
33.17 | 64644.4392
33.18 | 64675.9111
33.19 | 64707.3832
33.2 | 64738.8558
33.21 | 64770.3287
33.22 | 64801.802
33.23 | 64833.2756
33.24 | 64864.7496
33.25 | 64896.2239
33.26 | 64927.6985
33.27 | 64959.1736
33.28 | 64990.6488
33.29 | 65022.1244
33.3 | 65053.6003
33.31 | 65085.0765
33.32 | 65116.553
33.33 | 65148.0298
33.34 | 65179.5068
33.35 | 65210.9841
33.36 | 65242.4617
33.37 | 65273.9395
33.38 | 65305.4175
33.39 | 65336.8958
33.4 | 65368.3743
33.41 | 65399.853
33.42 | 65431.3319
33.43 | 65462.811
33.44 | 65494.2903
33.45 | 65525.7698
33.46 | 65557.2495
33.47 | 65588.7293
33.48 | 65620.2093
33.49 | 65651.6895
33.5 | 65683.1698
33.51 | 65714.6502
33.52 | 65746.1308
33.53 | 65777.6115
33.54 | 65809.0923
33.55 | 65840.5732
33.56 | 65872.0542
33.57 | 65903.5354
33.58 | 65935.0165
33.59 | 65966.4978
33.6 | 65997.9791
33.61 | 66029.4605
33.62 | 66060.9419
33.63 | 66092.4235
33.64 | 66123.905
33.65 | 66155.3865
33.66 | 66186.8681
33.67 | 66218.3497
33.68 | 66249.8313
33.69 | 66281.3129
33.7 | 66312.7945
33.71 | 66344.276
33.72 | 66375.7576
33.73 | 66407.2391
33.74 | 66438.7206
33.75 | 66470.202
33.76 | 66501.6833
33.77 | 66533.1646
33.78 | 66564.6458
33.79 | 66596.127
33.8 | 66627.6081
33.81 | 66659.089
33.82 | 66690.5699
33.83 | 66722.0506
33.84 | 66753.5312
33.85 | 66785.0117
33.86 | 66816.4921
33.87 | 66847.9723
33.88 | 66879.4524
33.89 | 66910.9323
33.9 | 66942.412
33.91 | 66973.8916
33.92 | 67005.3709
33.93 | 67036.8501
33.94 | 67068.3291
33.95 | 67099.8079
33.96 | 67131.2865
33.97 | 67162.7648
33.98 | 67194.2429
33.99 | 67225.7208
34 | 67257.1985
34.01 | 67288.6759
34.02 | 67320.153
34.03 | 67351.6298
34.04 | 67383.1064
34.05 | 67414.5827
34.06 | 67446.0587
34.07 | 67477.5344
34.08 | 67509.0097
34.09 | 67540.4848
34.1 | 67571.9595
34.11 | 67603.434
34.12 | 67634.908
34.13 | 67666.3818
34.14 | 67697.8551
34.15 | 67729.3281
34.16 | 67760.8007
34.17 | 67792.273
34.18 | 67823.7449
34.19 | 67855.2163
34.2 | 67886.6874
34.21 | 67918.158
34.22 | 67949.6283
34.23 | 67981.0981
34.24 | 68012.5674
34.25 | 68044.0364
34.26 | 68075.5048
34.27 | 68106.9729
34.28 | 68138.4404
34.29 | 68169.9074
34.3 | 68201.374
34.31 | 68232.8401
34.32 | 68264.3057
34.33 | 68295.7708
34.34 | 68327.2354
34.35 | 68358.6994
34.36 | 68390.163
34.37 | 68421.6259
34.38 | 68453.0883
34.39 | 68484.5502
34.4 | 68516.0116
34.41 | 68547.4723
34.42 | 68578.9324
34.43 | 68610.392
34.44 | 68641.851
34.45 | 68673.3094
34.46 | 68704.7672
34.47 | 68736.2243
34.48 | 68767.6808
34.49 | 68799.1367
34.5 | 68830.5919
34.51 | 68862.0466
34.52 | 68893.5005
34.53 | 68924.9538
34.54 | 68956.4063
34.55 | 68987.8582
34.56 | 69019.3094
34.57 | 69050.76
34.58 | 69082.2098
34.59 | 69113.6589
34.6 | 69145.1073
34.61 | 69176.5549
34.62 | 69208.0018
34.63 | 69239.4479
34.64 | 69270.8933
34.65 | 69302.338
34.66 | 69333.7819
34.67 | 69365.2249
34.68 | 69396.6672
34.69 | 69428.1087
34.7 | 69459.5494
34.71 | 69490.9893
34.72 | 69522.4284
34.73 | 69553.8666
34.74 | 69585.304
34.75 | 69616.7406
34.76 | 69648.1763
34.77 | 69679.6112
34.78 | 69711.0451
34.79 | 69742.4782
34.8 | 69773.9105
34.81 | 69805.3418
34.82 | 69836.7722
34.83 | 69868.2017
34.84 | 69899.6303
34.85 | 69931.058
34.86 | 69962.4847
34.87 | 69993.9106
34.88 | 70025.3354
34.89 | 70056.7593
34.9 | 70088.1823
34.91 | 70119.6042
34.92 | 70151.0252
34.93 | 70182.4452
34.94 | 70213.8642
34.95 | 70245.2822
34.96 | 70276.6991
34.97 | 70308.1151
34.98 | 70339.53
34.99 | 70370.9439
35 | 70402.3568
35.01 | 70433.7686
35.02 | 70465.1793
35.03 | 70496.5889
35.04 | 70527.9975
35.05 | 70559.405
35.06 | 70590.8114
35.07 | 70622.2167
35.08 | 70653.6209
35.09 | 70685.0239
35.1 | 70716.4259
35.11 | 70747.8266
35.12 | 70779.2263
35.13 | 70810.6248
35.14 | 70842.0221
35.15 | 70873.4183
35.16 | 70904.8133
35.17 | 70936.2071
35.18 | 70967.5997
35.19 | 70998.9912
35.2 | 71030.3814
35.21 | 71061.7704
35.22 | 71093.1581
35.23 | 71124.5447
35.24 | 71155.93
35.25 | 71187.314
35.26 | 71218.6968
35.27 | 71250.0783
35.28 | 71281.4586
35.29 | 71312.8375
35.3 | 71344.2152
35.31 | 71375.5916
35.32 | 71406.9666
35.33 | 71438.3404
35.34 | 71469.7128
35.35 | 71501.0839
35.36 | 71532.4537
35.37 | 71563.8221
35.38 | 71595.1891
35.39 | 71626.5548
35.4 | 71657.9191
35.41 | 71689.2821
35.42 | 71720.6436
35.43 | 71752.0038
35.44 | 71783.3625
35.45 | 71814.7198
35.46 | 71846.0757
35.47 | 71877.4302
35.48 | 71908.7832
35.49 | 71940.1348
35.5 | 71971.485
35.51 | 72002.8336
35.52 | 72034.1808
35.53 | 72065.5265
35.54 | 72096.8708
35.55 | 72128.2135
35.56 | 72159.5547
35.57 | 72190.8944
35.58 | 72222.2326
35.59 | 72253.5693
35.6 | 72284.9044
35.61 | 72316.238
35.62 | 72347.5701
35.63 | 72378.9005
35.64 | 72410.2294
35.65 | 72441.5567
35.66 | 72472.8825
35.67 | 72504.2066
35.68 | 72535.5291
35.69 | 72566.85
35.7 | 72598.1694
35.71 | 72629.487
35.72 | 72660.803
35.73 | 72692.1174
35.74 | 72723.4302
35.75 | 72754.7412
35.76 | 72786.0506
35.77 | 72817.3584
35.78 | 72848.6644
35.79 | 72879.9687
35.8 | 72911.2714
35.81 | 72942.5723
35.82 | 72973.8715
35.83 | 73005.169
35.84 | 73036.4647
35.85 | 73067.7587
35.86 | 73099.0509
35.87 | 73130.3414
35.88 | 73161.6301
35.89 | 73192.917
35.9 | 73224.2022
35.91 | 73255.4855
35.92 | 73286.7671
35.93 | 73318.0468
35.94 | 73349.3247
35.95 | 73380.6008
35.96 | 73411.8751
35.97 | 73443.1474
35.98 | 73474.418
35.99 | 73505.6867
36 | 73536.9535
36.01 | 73568.2184
36.02 | 73599.4815
36.03 | 73630.7426
36.04 | 73662.0019
36.05 | 73693.2592
36.06 | 73724.5146
36.07 | 73755.7681
36.08 | 73787.0197
36.09 | 73818.2693
36.1 | 73849.5169
36.11 | 73880.7626
36.12 | 73912.0063
36.13 | 73943.2481
36.14 | 73974.4878
36.15 | 74005.7256
36.16 | 74036.9613
36.17 | 74068.1951
36.18 | 74099.4268
36.19 | 74130.6564
36.2 | 74161.8841
36.21 | 74193.1097
36.22 | 74224.3333
36.23 | 74255.5547
36.24 | 74286.7741
36.25 | 74317.9915
36.26 | 74349.2067
36.27 | 74380.4198
36.28 | 74411.6309
36.29 | 74442.8398
36.3 | 74474.0466
36.31 | 74505.2512
36.32 | 74536.4538
36.33 | 74567.6542
36.34 | 74598.8524
36.35 | 74630.0484
36.36 | 74661.2423
36.37 | 74692.4341
36.38 | 74723.6236
36.39 | 74754.8109
36.4 | 74785.996
36.41 | 74817.1788
36.42 | 74848.3595
36.43 | 74879.538
36.44 | 74910.7141
36.45 | 74941.8881
36.46 | 74973.0597
36.47 | 75004.2292
36.48 | 75035.3963
36.49 | 75066.5612
36.5 | 75097.7237
36.51 | 75128.884
36.52 | 75160.042
36.53 | 75191.1976
36.54 | 75222.3509
36.55 | 75253.5019
36.56 | 75284.6505
36.57 | 75315.7968
36.58 | 75346.9407
36.59 | 75378.0823
36.6 | 75409.2214
36.61 | 75440.3583
36.62 | 75471.4926
36.63 | 75502.6246
36.64 | 75533.7542
36.65 | 75564.8814
36.66 | 75596.0061
36.67 | 75627.1284
36.68 | 75658.2483
36.69 | 75689.3656
36.7 | 75720.4805
36.71 | 75751.593
36.72 | 75782.703
36.73 | 75813.8105
36.74 | 75844.9155
36.75 | 75876.018
36.76 | 75907.1179
36.77 | 75938.2154
36.78 | 75969.3103
36.79 | 76000.4027
36.8 | 76031.4925
36.81 | 76062.5798
36.82 | 76093.6645
36.83 | 76124.7466
36.84 | 76155.8262
36.85 | 76186.9031
36.86 | 76217.9775
36.87 | 76249.0493
36.88 | 76280.1184
36.89 | 76311.1849
36.9 | 76342.2487
36.91 | 76373.31
36.92 | 76404.3685
36.93 | 76435.4244
36.94 | 76466.4777
36.95 | 76497.5283
36.96 | 76528.5762
36.97 | 76559.6213
36.98 | 76590.6638
36.99 | 76621.7036
37 | 76652.7407
37.01 | 76683.7749
37.02 | 76714.8066
37.03 | 76745.8354
37.04 | 76776.8615
37.05 | 76807.8848
37.06 | 76838.9053
37.07 | 76869.9231
37.08 | 76900.938
37.09 | 76931.9502
37.1 | 76962.9596
37.11 | 76993.9661
37.12 | 77024.9698
37.13 | 77055.9707
37.14 | 77086.9688
37.15 | 77117.964
37.16 | 77148.9563
37.17 | 77179.9458
37.18 | 77210.9324
37.19 | 77241.9161
37.2 | 77272.8969
37.21 | 77303.8748
37.22 | 77334.8498
37.23 | 77365.8218
37.24 | 77396.791
37.25 | 77427.7572
37.26 | 77458.7205
37.27 | 77489.6808
37.28 | 77520.6381
37.29 | 77551.5925
37.3 | 77582.5439
37.31 | 77613.4923
37.32 | 77644.4377
37.33 | 77675.3801
37.34 | 77706.3195
37.35 | 77737.2558
37.36 | 77768.1891
37.37 | 77799.1194
37.38 | 77830.0466
37.39 | 77860.9708
37.4 | 77891.8919
37.41 | 77922.8099
37.42 | 77953.7248
37.43 | 77984.6366
37.44 | 78015.5454
37.45 | 78046.451
37.46 | 78077.3535
37.47 | 78108.2528
37.48 | 78139.149
37.49 | 78170.0421
37.5 | 78200.932
37.51 | 78231.8188
37.52 | 78262.7024
37.53 | 78293.5828
37.54 | 78324.4599
37.55 | 78355.334
37.56 | 78386.2047
37.57 | 78417.0723
37.58 | 78447.9367
37.59 | 78478.7978
37.6 | 78509.6556
37.61 | 78540.5103
37.62 | 78571.3616
37.63 | 78602.2097
37.64 | 78633.0545
37.65 | 78663.896
37.66 | 78694.7342
37.67 | 78725.5691
37.68 | 78756.4007
37.69 | 78787.229
37.7 | 78818.0539
37.71 | 78848.8755
37.72 | 78879.6937
37.73 | 78910.5086
37.74 | 78941.3201
37.75 | 78972.1282
37.76 | 79002.933
37.77 | 79033.7343
37.78 | 79064.5323
37.79 | 79095.3268
37.8 | 79126.1179
37.81 | 79156.9056
37.82 | 79187.6898
37.83 | 79218.4706
37.84 | 79249.248
37.85 | 79280.0218
37.86 | 79310.7922
37.87 | 79341.5591
37.88 | 79372.3226
37.89 | 79403.0824
37.9 | 79433.8389
37.91 | 79464.5917
37.92 | 79495.3411
37.93 | 79526.0869
37.94 | 79556.8292
37.95 | 79587.5679
37.96 | 79618.3031
37.97 | 79649.0346
37.98 | 79679.7626
37.99 | 79710.487
38 | 79741.2078
38.01 | 79771.925
38.02 | 79802.6386
38.03 | 79833.3485
38.04 | 79864.0548
38.05 | 79894.7575
38.06 | 79925.4565
38.07 | 79956.1518
38.08 | 79986.8435
38.09 | 80017.5315
38.1 | 80048.2158
38.11 | 80078.8964
38.12 | 80109.5733
38.13 | 80140.2466
38.14 | 80170.916
38.15 | 80201.5817
38.16 | 80232.2437
38.17 | 80262.9019
38.18 | 80293.5564
38.19 | 80324.2071
38.2 | 80354.854
38.21 | 80385.4971
38.22 | 80416.1364
38.23 | 80446.772
38.24 | 80477.4037
38.25 | 80508.0316
38.26 | 80538.6556
38.27 | 80569.2758
38.28 | 80599.8921
38.29 | 80630.5046
38.3 | 80661.1133
38.31 | 80691.718
38.32 | 80722.3189
38.33 | 80752.9158
38.34 | 80783.5088
38.35 | 80814.098
38.36 | 80844.6832
38.37 | 80875.2645
38.38 | 80905.8418
38.39 | 80936.4152
38.4 | 80966.9846
38.41 | 80997.5501
38.42 | 81028.1116
38.43 | 81058.669
38.44 | 81089.2225
38.45 | 81119.772
38.46 | 81150.3175
38.47 | 81180.8589
38.48 | 81211.3964
38.49 | 81241.9297
38.5 | 81272.459
38.51 | 81302.9843
38.52 | 81333.5055
38.53 | 81364.0226
38.54 | 81394.5356
38.55 | 81425.0445
38.56 | 81455.5493
38.57 | 81486.05
38.58 | 81516.5466
38.59 | 81547.039
38.6 | 81577.5273
38.61 | 81608.0115
38.62 | 81638.4914
38.63 | 81668.9673
38.64 | 81699.4389
38.65 | 81729.9064
38.66 | 81760.3696
38.67 | 81790.8287
38.68 | 81821.2835
38.69 | 81851.7341
38.7 | 81882.1805
38.71 | 81912.6226
38.72 | 81943.0604
38.73 | 81973.4941
38.74 | 82003.9234
38.75 | 82034.3485
38.76 | 82064.7692
38.77 | 82095.1857
38.78 | 82125.5979
38.79 | 82156.0057
38.8 | 82186.4092
38.81 | 82216.8084
38.82 | 82247.2032
38.83 | 82277.5937
38.84 | 82307.9798
38.85 | 82338.3616
38.86 | 82368.739
38.87 | 82399.1119
38.88 | 82429.4805
38.89 | 82459.8446
38.9 | 82490.2044
38.91 | 82520.5597
38.92 | 82550.9106
38.93 | 82581.2571
38.94 | 82611.599
38.95 | 82641.9365
38.96 | 82672.2696
38.97 | 82702.5981
38.98 | 82732.9222
38.99 | 82763.2418
39 | 82793.5568
39.01 | 82823.8674
39.02 | 82854.1734
39.03 | 82884.4748
39.04 | 82914.7718
39.05 | 82945.0641
39.06 | 82975.3519
39.07 | 83005.6351
39.08 | 83035.9137
39.09 | 83066.1877
39.1 | 83096.4572
39.11 | 83126.722
39.12 | 83156.9822
39.13 | 83187.2377
39.14 | 83217.4887
39.15 | 83247.7349
39.16 | 83277.9765
39.17 | 83308.2135
39.18 | 83338.4457
39.19 | 83368.6733
39.2 | 83398.8962
39.21 | 83429.1143
39.22 | 83459.3278
39.23 | 83489.5365
39.24 | 83519.7405
39.25 | 83549.9398
39.26 | 83580.1342
39.27 | 83610.3239
39.28 | 83640.5089
39.29 | 83670.6891
39.3 | 83700.8644
39.31 | 83731.0351
39.32 | 83761.2008
39.33 | 83791.3618
39.34 | 83821.5179
39.35 | 83851.6692
39.36 | 83881.8156
39.37 | 83911.9572
39.38 | 83942.0939
39.39 | 83972.2257
39.4 | 84002.3527
39.41 | 84032.4747
39.42 | 84062.5919
39.43 | 84092.7041
39.44 | 84122.8114
39.45 | 84152.9138
39.46 | 84183.0113
39.47 | 84213.1037
39.48 | 84243.1913
39.49 | 84273.2739
39.5 | 84303.3514
39.51 | 84333.424
39.52 | 84363.4916
39.53 | 84393.5542
39.54 | 84423.6117
39.55 | 84453.6643
39.56 | 84483.7118
39.57 | 84513.7542
39.58 | 84543.7916
39.59 | 84573.824
39.6 | 84603.8512
39.61 | 84633.8734
39.62 | 84663.8905
39.63 | 84693.9024
39.64 | 84723.9093
39.65 | 84753.911
39.66 | 84783.9077
39.67 | 84813.8991
39.68 | 84843.8854
39.69 | 84873.8666
39.7 | 84903.8426
39.71 | 84933.8134
39.72 | 84963.779
39.73 | 84993.7394
39.74 | 85023.6946
39.75 | 85053.6447
39.76 | 85083.5894
39.77 | 85113.529
39.78 | 85143.4633
39.79 | 85173.3923
39.8 | 85203.316
39.81 | 85233.2345
39.82 | 85263.1477
39.83 | 85293.0556
39.84 | 85322.9583
39.85 | 85352.8555
39.86 | 85382.7475
39.87 | 85412.6341
39.88 | 85442.5154
39.89 | 85472.3914
39.9 | 85502.262
39.91 | 85532.1272
39.92 | 85561.987
39.93 | 85591.8415
39.94 | 85621.6905
39.95 | 85651.5341
39.96 | 85681.3723
39.97 | 85711.2051
39.98 | 85741.0324
39.99 | 85770.8544
40 | 85800.6708
40.01 | 85830.4817
40.02 | 85860.2872
40.03 | 85890.0872
40.04 | 85919.8818
40.05 | 85949.6708
40.06 | 85979.4543
40.07 | 86009.2322
40.08 | 86039.0047
40.09 | 86068.7715
40.1 | 86098.5329
40.11 | 86128.2886
40.12 | 86158.0388
40.13 | 86187.7834
40.14 | 86217.5224
40.15 | 86247.2558
40.16 | 86276.9836
40.17 | 86306.7058
40.18 | 86336.4223
40.19 | 86366.1333
40.2 | 86395.8385
40.21 | 86425.5381
40.22 | 86455.232
40.23 | 86484.9202
40.24 | 86514.6028
40.25 | 86544.2796
40.26 | 86573.9507
40.27 | 86603.6162
40.28 | 86633.2759
40.29 | 86662.9298
40.3 | 86692.578
40.31 | 86722.2204
40.32 | 86751.8571
40.33 | 86781.488
40.34 | 86811.1131
40.35 | 86840.7323
40.36 | 86870.3459
40.37 | 86899.9535
40.38 | 86929.5554
40.39 | 86959.1514
40.4 | 86988.7415
40.41 | 87018.3258
40.42 | 87047.9043
40.43 | 87077.4769
40.44 | 87107.0435
40.45 | 87136.6043
40.46 | 87166.1592
40.47 | 87195.7081
40.48 | 87225.2511
40.49 | 87254.7882
40.5 | 87284.3194
40.51 | 87313.8446
40.52 | 87343.3638
40.53 | 87372.877
40.54 | 87402.3843
40.55 | 87431.8856
40.56 | 87461.3808
40.57 | 87490.8701
40.58 | 87520.3533
40.59 | 87549.8305
40.6 | 87579.3016
40.61 | 87608.7667
40.62 | 87638.2257
40.63 | 87667.6787
40.64 | 87697.1256
40.65 | 87726.5663
40.66 | 87756.001
40.67 | 87785.4296
40.68 | 87814.852
40.69 | 87844.2683
40.7 | 87873.6784
40.71 | 87903.0824
40.72 | 87932.4803
40.73 | 87961.8719
40.74 | 87991.2574
40.75 | 88020.6367
40.76 | 88050.0098
40.77 | 88079.3766
40.78 | 88108.7373
40.79 | 88138.0917
40.8 | 88167.4398
40.81 | 88196.7818
40.82 | 88226.1174
40.83 | 88255.4468
40.84 | 88284.7699
40.85 | 88314.0866
40.86 | 88343.3972
40.87 | 88372.7013
40.88 | 88401.9992
40.89 | 88431.2907
40.9 | 88460.5759
40.91 | 88489.8547
40.92 | 88519.1272
40.93 | 88548.3932
40.94 | 88577.6529
40.95 | 88606.9063
40.96 | 88636.1532
40.97 | 88665.3936
40.98 | 88694.6277
40.99 | 88723.8553
41 | 88753.0765
41.01 | 88782.2913
41.02 | 88811.4995
41.03 | 88840.7013
41.04 | 88869.8966
41.05 | 88899.0855
41.06 | 88928.2677
41.07 | 88957.4436
41.08 | 88986.6128
41.09 | 89015.7755
41.1 | 89044.9317
41.11 | 89074.0813
41.12 | 89103.2244
41.13 | 89132.3609
41.14 | 89161.4908
41.15 | 89190.6141
41.16 | 89219.7308
41.17 | 89248.8409
41.18 | 89277.9443
41.19 | 89307.0412
41.2 | 89336.1313
41.21 | 89365.2148
41.22 | 89394.2917
41.23 | 89423.3619
41.24 | 89452.4253
41.25 | 89481.4821
41.26 | 89510.5322
41.27 | 89539.5755
41.28 | 89568.6122
41.29 | 89597.6421
41.3 | 89626.6652
41.31 | 89655.6816
41.32 | 89684.6912
41.33 | 89713.694
41.34 | 89742.6901
41.35 | 89771.6793
41.36 | 89800.6618
41.37 | 89829.6374
41.38 | 89858.6061
41.39 | 89887.5681
41.4 | 89916.5232
41.41 | 89945.4714
41.42 | 89974.4127
41.43 | 90003.3472
41.44 | 90032.2748
41.45 | 90061.1954
41.46 | 90090.1092
41.47 | 90119.0161
41.48 | 90147.916
41.49 | 90176.8089
41.5 | 90205.6949
41.51 | 90234.5739
41.52 | 90263.446
41.53 | 90292.3111
41.54 | 90321.1692
41.55 | 90350.0203
41.56 | 90378.8643
41.57 | 90407.7013
41.58 | 90436.5313
41.59 | 90465.3543
41.6 | 90494.1702
41.61 | 90522.979
41.62 | 90551.7808
41.63 | 90580.5754
41.64 | 90609.363
41.65 | 90638.1434
41.66 | 90666.9167
41.67 | 90695.6829
41.68 | 90724.4419
41.69 | 90753.1938
41.7 | 90781.9386
41.71 | 90810.6762
41.72 | 90839.4065
41.73 | 90868.1297
41.74 | 90896.8457
41.75 | 90925.5545
41.76 | 90954.256
41.77 | 90982.9503
41.78 | 91011.6374
41.79 | 91040.3172
41.8 | 91068.9898
41.81 | 91097.6551
41.82 | 91126.313
41.83 | 91154.9637
41.84 | 91183.6071
41.85 | 91212.2432
41.86 | 91240.8719
41.87 | 91269.4933
41.88 | 91298.1073
41.89 | 91326.714
41.9 | 91355.3133
41.91 | 91383.9052
41.92 | 91412.4897
41.93 | 91441.0669
41.94 | 91469.6366
41.95 | 91498.1988
41.96 | 91526.7537
41.97 | 91555.3011
41.98 | 91583.8411
41.99 | 91612.3736
42 | 91640.8986
42.01 | 91669.4161
42.02 | 91697.9261
42.03 | 91726.4286
42.04 | 91754.9236
42.05 | 91783.4111
42.06 | 91811.891
42.07 | 91840.3634
42.08 | 91868.8282
42.09 | 91897.2855
42.1 | 91925.7351
42.11 | 91954.1772
42.12 | 91982.6116
42.13 | 92011.0385
42.14 | 92039.4577
42.15 | 92067.8693
42.16 | 92096.2733
42.17 | 92124.6695
42.18 | 92153.0581
42.19 | 92181.439
42.2 | 92209.8123
42.21 | 92238.1778
42.22 | 92266.5357
42.23 | 92294.8858
42.24 | 92323.2282
42.25 | 92351.5628
42.26 | 92379.8897
42.27 | 92408.2088
42.28 | 92436.5202
42.29 | 92464.8237
42.3 | 92493.1195
42.31 | 92521.4074
42.32 | 92549.6876
42.33 | 92577.9599
42.34 | 92606.2244
42.35 | 92634.481
42.36 | 92662.7297
42.37 | 92690.9706
42.38 | 92719.2036
42.39 | 92747.4287
42.4 | 92775.6459
42.41 | 92803.8552
42.42 | 92832.0566
42.43 | 92860.25
42.44 | 92888.4355
42.45 | 92916.613
42.46 | 92944.7826
42.47 | 92972.9442
42.48 | 93001.0977
42.49 | 93029.2433
42.5 | 93057.3809
42.51 | 93085.5105
42.52 | 93113.632
42.53 | 93141.7454
42.54 | 93169.8508
42.55 | 93197.9482
42.56 | 93226.0374
42.57 | 93254.1186
42.58 | 93282.1917
42.59 | 93310.2567
42.6 | 93338.3135
42.61 | 93366.3622
42.62 | 93394.4028
42.63 | 93422.4352
42.64 | 93450.4595
42.65 | 93478.4756
42.66 | 93506.4835
42.67 | 93534.4832
42.68 | 93562.4747
42.69 | 93590.4579
42.7 | 93618.4329
42.71 | 93646.3997
42.72 | 93674.3583
42.73 | 93702.3086
42.74 | 93730.2506
42.75 | 93758.1843
42.76 | 93786.1097
42.77 | 93814.0268
42.78 | 93841.9356
42.79 | 93869.8361
42.8 | 93897.7283
42.81 | 93925.612
42.82 | 93953.4874
42.83 | 93981.3545
42.84 | 94009.2131
42.85 | 94037.0634
42.86 | 94064.9053
42.87 | 94092.7387
42.88 | 94120.5637
42.89 | 94148.3802
42.9 | 94176.1884
42.91 | 94203.988
42.92 | 94231.7792
42.93 | 94259.5619
42.94 | 94287.3361
42.95 | 94315.1018
42.96 | 94342.859
42.97 | 94370.6076
42.98 | 94398.3478
42.99 | 94426.0793
43 | 94453.8023
43.01 | 94481.5167
43.02 | 94509.2226
43.03 | 94536.9198
43.04 | 94564.6084
43.05 | 94592.2885
43.06 | 94619.9598
43.07 | 94647.6226
43.08 | 94675.2767
43.09 | 94702.9221
43.1 | 94730.5589
43.11 | 94758.187
43.12 | 94785.8064
43.13 | 94813.4171
43.14 | 94841.019
43.15 | 94868.6122
43.16 | 94896.1967
43.17 | 94923.7725
43.18 | 94951.3394
43.19 | 94978.8976
43.2 | 95006.447
43.21 | 95033.9876
43.22 | 95061.5195
43.23 | 95089.0424
43.24 | 95116.5566
43.25 | 95144.0619
43.26 | 95171.5583
43.27 | 95199.0459
43.28 | 95226.5247
43.29 | 95253.9945
43.3 | 95281.4554
43.31 | 95308.9074
43.32 | 95336.3505
43.33 | 95363.7847
43.34 | 95391.2099
43.35 | 95418.6261
43.36 | 95446.0335
43.37 | 95473.4318
43.38 | 95500.8211
43.39 | 95528.2014
43.4 | 95555.5727
43.41 | 95582.935
43.42 | 95610.2882
43.43 | 95637.6325
43.44 | 95664.9676
43.45 | 95692.2937
43.46 | 95719.6107
43.47 | 95746.9186
43.48 | 95774.2174
43.49 | 95801.507
43.5 | 95828.7876
43.51 | 95856.059
43.52 | 95883.3213
43.53 | 95910.5744
43.54 | 95937.8183
43.55 | 95965.0531
43.56 | 95992.2786
43.57 | 96019.495
43.58 | 96046.7021
43.59 | 96073.9
43.6 | 96101.0886
43.61 | 96128.2681
43.62 | 96155.4382
43.63 | 96182.5991
43.64 | 96209.7506
43.65 | 96236.8929
43.66 | 96264.0258
43.67 | 96291.1495
43.68 | 96318.2638
43.69 | 96345.3687
43.7 | 96372.4643
43.71 | 96399.5505
43.72 | 96426.6274
43.73 | 96453.6949
43.74 | 96480.7529
43.75 | 96507.8015
43.76 | 96534.8407
43.77 | 96561.8705
43.78 | 96588.8908
43.79 | 96615.9017
43.8 | 96642.9031
43.81 | 96669.895
43.82 | 96696.8774
43.83 | 96723.8502
43.84 | 96750.8136
43.85 | 96777.7675
43.86 | 96804.7117
43.87 | 96831.6465
43.88 | 96858.5717
43.89 | 96885.4873
43.9 | 96912.3932
43.91 | 96939.2896
43.92 | 96966.1764
43.93 | 96993.0536
43.94 | 97019.9211
43.95 | 97046.7789
43.96 | 97073.6272
43.97 | 97100.4657
43.98 | 97127.2946
43.99 | 97154.1137
44 | 97180.9231
44.01 | 97207.7228
44.02 | 97234.5128
44.03 | 97261.2931
44.04 | 97288.0636
44.05 | 97314.8243
44.06 | 97341.5752
44.07 | 97368.3164
44.08 | 97395.0477
44.09 | 97421.7693
44.1 | 97448.4809
44.11 | 97475.1828
44.12 | 97501.8748
44.13 | 97528.557
44.14 | 97555.2292
44.15 | 97581.8916
44.16 | 97608.5441
44.17 | 97635.1867
44.18 | 97661.8194
44.19 | 97688.4421
44.2 | 97715.0549
44.21 | 97741.6577
44.22 | 97768.2505
44.23 | 97794.8334
44.24 | 97821.4063
44.25 | 97847.9691
44.26 | 97874.5219
44.27 | 97901.0648
44.28 | 97927.5975
44.29 | 97954.1202
44.3 | 97980.6329
44.31 | 98007.1355
44.32 | 98033.628
44.33 | 98060.1103
44.34 | 98086.5826
44.35 | 98113.0447
44.36 | 98139.4967
44.37 | 98165.9386
44.38 | 98192.3703
44.39 | 98218.7918
44.4 | 98245.2031
44.41 | 98271.6042
44.42 | 98297.9951
44.43 | 98324.3758
44.44 | 98350.7462
44.45 | 98377.1064
44.46 | 98403.4564
44.47 | 98429.7961
44.48 | 98456.1255
44.49 | 98482.4446
44.5 | 98508.7533
44.51 | 98535.0518
44.52 | 98561.3399
44.53 | 98587.6177
44.54 | 98613.8851
44.55 | 98640.1422
44.56 | 98666.3889
44.57 | 98692.6251
44.58 | 98718.851
44.59 | 98745.0665
44.6 | 98771.2715
44.61 | 98797.4661
44.62 | 98823.6502
44.63 | 98849.8238
44.64 | 98875.9871
44.65 | 98902.1397
44.66 | 98928.2819
44.67 | 98954.4136
44.68 | 98980.5347
44.69 | 99006.6453
44.7 | 99032.7453
44.71 | 99058.8348
44.72 | 99084.9137
44.73 | 99110.982
44.74 | 99137.0397
44.75 | 99163.0868
44.76 | 99189.1232
44.77 | 99215.149
44.78 | 99241.1642
44.79 | 99267.1687
44.8 | 99293.1625
44.81 | 99319.1456
44.82 | 99345.118
44.83 | 99371.0797
44.84 | 99397.0307
44.85 | 99422.971
44.86 | 99448.9004
44.87 | 99474.8191
44.88 | 99500.7271
44.89 | 99526.6242
44.9 | 99552.5106
44.91 | 99578.3861
44.92 | 99604.2508
44.93 | 99630.1047
44.94 | 99655.9477
44.95 | 99681.7799
44.96 | 99707.6011
44.97 | 99733.4115
44.98 | 99759.211
44.99 | 99784.9995
45 | 99810.7771
45.01 | 99836.5438
45.02 | 99862.2996
45.03 | 99888.0443
45.04 | 99913.7781
45.05 | 99939.5009
45.06 | 99965.2127
45.07 | 99990.9135
45.08 | 100016.6032
45.09 | 100042.2819
45.1 | 100067.9495
45.11 | 100093.6062
45.12 | 100119.2516
45.13 | 100144.886
45.14 | 100170.5093
45.15 | 100196.1215
45.16 | 100221.7226
45.17 | 100247.3125
45.18 | 100272.8912
45.19 | 100298.4588
45.2 | 100324.0152
45.21 | 100349.5604
45.22 | 100375.0944
45.23 | 100400.6172
45.24 | 100426.1287
45.25 | 100451.629
45.26 | 100477.118
45.27 | 100502.5958
45.28 | 100528.0623
45.29 | 100553.5175
45.3 | 100578.9613
45.31 | 100604.3939
45.32 | 100629.8151
45.33 | 100655.2249
45.34 | 100680.6235
45.35 | 100706.0105
45.36 | 100731.3863
45.37 | 100756.7506
45.38 | 100782.1035
45.39 | 100807.445
45.4 | 100832.7751
45.41 | 100858.0937
45.42 | 100883.4008
45.43 | 100908.6965
45.44 | 100933.9806
45.45 | 100959.2533
45.46 | 100984.5144
45.47 | 101009.764
45.48 | 101035.0021
45.49 | 101060.2286
45.5 | 101085.4435
45.51 | 101110.6469
45.52 | 101135.8386
45.53 | 101161.0188
45.54 | 101186.1873
45.55 | 101211.3442
45.56 | 101236.4894
45.57 | 101261.623
45.58 | 101286.7449
45.59 | 101311.8551
45.6 | 101336.9536
45.61 | 101362.0404
45.62 | 101387.1155
45.63 | 101412.1788
45.64 | 101437.2304
45.65 | 101462.2702
45.66 | 101487.2983
45.67 | 101512.3145
45.68 | 101537.3189
45.69 | 101562.3115
45.7 | 101587.2923
45.71 | 101612.2612
45.72 | 101637.2183
45.73 | 101662.1635
45.74 | 101687.0968
45.75 | 101712.0182
45.76 | 101736.9277
45.77 | 101761.8253
45.78 | 101786.7109
45.79 | 101811.5846
45.8 | 101836.4463
45.81 | 101861.296
45.82 | 101886.1337
45.83 | 101910.9595
45.84 | 101935.7732
45.85 | 101960.5749
45.86 | 101985.3645
45.87 | 102010.1421
45.88 | 102034.9075
45.89 | 102059.661
45.9 | 102084.4023
45.91 | 102109.1315
45.92 | 102133.8485
45.93 | 102158.5534
45.94 | 102183.2462
45.95 | 102207.9268
45.96 | 102232.5952
45.97 | 102257.2515
45.98 | 102281.8955
45.99 | 102306.5273
46 | 102331.1468
46.01 | 102355.7541
46.02 | 102380.3492
46.03 | 102404.932
46.04 | 102429.5024
46.05 | 102454.0606
46.06 | 102478.6065
46.07 | 102503.14
46.08 | 102527.6612
46.09 | 102552.17
46.1 | 102576.6664
46.11 | 102601.1505
46.12 | 102625.6221
46.13 | 102650.0814
46.14 | 102674.5282
46.15 | 102698.9626
46.16 | 102723.3845
46.17 | 102747.794
46.18 | 102772.191
46.19 | 102796.5755
46.2 | 102820.9474
46.21 | 102845.3069
46.22 | 102869.6538
46.23 | 102893.9881
46.24 | 102918.31
46.25 | 102942.6192
46.26 | 102966.9158
46.27 | 102991.1998
46.28 | 103015.4712
46.29 | 103039.73
46.3 | 103063.9761
46.31 | 103088.2096
46.32 | 103112.4303
46.33 | 103136.6384
46.34 | 103160.8338
46.35 | 103185.0165
46.36 | 103209.1864
46.37 | 103233.3436
46.38 | 103257.4881
46.39 | 103281.6197
46.4 | 103305.7386
46.41 | 103329.8447
46.42 | 103353.9379
46.43 | 103378.0184
46.44 | 103402.0859
46.45 | 103426.1407
46.46 | 103450.1825
46.47 | 103474.2115
46.48 | 103498.2276
46.49 | 103522.2307
46.5 | 103546.2209
46.51 | 103570.1982
46.52 | 103594.1625
46.53 | 103618.1139
46.54 | 103642.0522
46.55 | 103665.9776
46.56 | 103689.89
46.57 | 103713.7893
46.58 | 103737.6756
46.59 | 103761.5488
46.6 | 103785.409
46.61 | 103809.2561
46.62 | 103833.0901
46.63 | 103856.9109
46.64 | 103880.7187
46.65 | 103904.5133
46.66 | 103928.2947
46.67 | 103952.063
46.68 | 103975.8181
46.69 | 103999.56
46.7 | 104023.2886
46.71 | 104047.0041
46.72 | 104070.7063
46.73 | 104094.3952
46.74 | 104118.0709
46.75 | 104141.7333
46.76 | 104165.3824
46.77 | 104189.0182
46.78 | 104212.6407
46.79 | 104236.2497
46.8 | 104259.8455
46.81 | 104283.4279
46.82 | 104306.9969
46.83 | 104330.5525
46.84 | 104354.0946
46.85 | 104377.6234
46.86 | 104401.1387
46.87 | 104424.6405
46.88 | 104448.1289
46.89 | 104471.6038
46.9 | 104495.0651
46.91 | 104518.513
46.92 | 104541.9473
46.93 | 104565.3681
46.94 | 104588.7753
46.95 | 104612.169
46.96 | 104635.549
46.97 | 104658.9154
46.98 | 104682.2682
46.99 | 104705.6074
47 | 104728.933
47.01 | 104752.2448
47.02 | 104775.543
47.03 | 104798.8275
47.04 | 104822.0983
47.05 | 104845.3554
47.06 | 104868.5987
47.07 | 104891.8283
47.08 | 104915.044
47.09 | 104938.2461
47.1 | 104961.4343
47.11 | 104984.6087
47.12 | 105007.7693
47.13 | 105030.916
47.14 | 105054.0489
47.15 | 105077.1679
47.16 | 105100.273
47.17 | 105123.3642
47.18 | 105146.4415
47.19 | 105169.5049
47.2 | 105192.5543
47.21 | 105215.5897
47.22 | 105238.6112
47.23 | 105261.6187
47.24 | 105284.6121
47.25 | 105307.5916
47.26 | 105330.557
47.27 | 105353.5083
47.28 | 105376.4457
47.29 | 105399.3688
47.3 | 105422.278
47.31 | 105445.1729
47.32 | 105468.0538
47.33 | 105490.9205
47.34 | 105513.773
47.35 | 105536.6114
47.36 | 105559.4356
47.37 | 105582.2456
47.38 | 105605.0414
47.39 | 105627.8229
47.4 | 105650.5902
47.41 | 105673.3432
47.42 | 105696.0819
47.43 | 105718.8063
47.44 | 105741.5164
47.45 | 105764.2122
47.46 | 105786.8937
47.47 | 105809.5608
47.48 | 105832.2135
47.49 | 105854.8518
47.5 | 105877.4757
47.51 | 105900.0852
47.52 | 105922.6803
47.53 | 105945.2609
47.54 | 105967.827
47.55 | 105990.3787
47.56 | 106012.9158
47.57 | 106035.4384
47.58 | 106057.9466
47.59 | 106080.4401
47.6 | 106102.9192
47.61 | 106125.3836
47.62 | 106147.8334
47.63 | 106170.2687
47.64 | 106192.6893
47.65 | 106215.0952
47.66 | 106237.4866
47.67 | 106259.8632
47.68 | 106282.2252
47.69 | 106304.5725
47.7 | 106326.905
47.71 | 106349.2228
47.72 | 106371.5258
47.73 | 106393.8141
47.74 | 106416.0877
47.75 | 106438.3464
47.76 | 106460.5903
47.77 | 106482.8194
47.78 | 106505.0336
47.79 | 106527.233
47.8 | 106549.4175
47.81 | 106571.5871
47.82 | 106593.7418
47.83 | 106615.8816
47.84 | 106638.0064
47.85 | 106660.1163
47.86 | 106682.2112
47.87 | 106704.2911
47.88 | 106726.356
47.89 | 106748.4059
47.9 | 106770.4408
47.91 | 106792.4606
47.92 | 106814.4653
47.93 | 106836.455
47.94 | 106858.4295
47.95 | 106880.389
47.96 | 106902.3332
47.97 | 106924.2624
47.98 | 106946.1764
47.99 | 106968.0752
48 | 106989.9588
48.01 | 107011.8272
48.02 | 107033.6804
48.03 | 107055.5183
48.04 | 107077.341
48.05 | 107099.1484
48.06 | 107120.9404
48.07 | 107142.7172
48.08 | 107164.4787
48.09 | 107186.2248
48.1 | 107207.9555
48.11 | 107229.6709
48.12 | 107251.3708
48.13 | 107273.0554
48.14 | 107294.7245
48.15 | 107316.3782
48.16 | 107338.0165
48.17 | 107359.6392
48.18 | 107381.2465
48.19 | 107402.8382
48.2 | 107424.4144
48.21 | 107445.9751
48.22 | 107467.5203
48.23 | 107489.0498
48.24 | 107510.5638
48.25 | 107532.0621
48.26 | 107553.5448
48.27 | 107575.0119
48.28 | 107596.4633
48.29 | 107617.899
48.3 | 107639.3191
48.31 | 107660.7235
48.32 | 107682.1121
48.33 | 107703.4849
48.34 | 107724.842
48.35 | 107746.1834
48.36 | 107767.5089
48.37 | 107788.8187
48.38 | 107810.1125
48.39 | 107831.3906
48.4 | 107852.6528
48.41 | 107873.8991
48.42 | 107895.1295
48.43 | 107916.3441
48.44 | 107937.5426
48.45 | 107958.7253
48.46 | 107979.892
48.47 | 108001.0427
48.48 | 108022.1773
48.49 | 108043.296
48.5 | 108064.3986
48.51 | 108085.4852
48.52 | 108106.5558
48.53 | 108127.6102
48.54 | 108148.6486
48.55 | 108169.6708
48.56 | 108190.6769
48.57 | 108211.6669
48.58 | 108232.6406
48.59 | 108253.5982
48.6 | 108274.5396
48.61 | 108295.4648
48.62 | 108316.3737
48.63 | 108337.2664
48.64 | 108358.1427
48.65 | 108379.0029
48.66 | 108399.8466
48.67 | 108420.6741
48.68 | 108441.4852
48.69 | 108462.28
48.7 | 108483.0583
48.71 | 108503.8203
48.72 | 108524.5659
48.73 | 108545.2951
48.74 | 108566.0077
48.75 | 108586.704
48.76 | 108607.3837
48.77 | 108628.0469
48.78 | 108648.6937
48.79 | 108669.3239
48.8 | 108689.9375
48.81 | 108710.5345
48.82 | 108731.115
48.83 | 108751.6788
48.84 | 108772.2261
48.85 | 108792.7567
48.86 | 108813.2706
48.87 | 108833.7678
48.88 | 108854.2484
48.89 | 108874.7122
48.9 | 108895.1593
48.91 | 108915.5897
48.92 | 108936.0033
48.93 | 108956.4001
48.94 | 108976.78
48.95 | 108997.1432
48.96 | 109017.4895
48.97 | 109037.819
48.98 | 109058.1316
48.99 | 109078.4272
49 | 109098.706
49.01 | 109118.9679
49.02 | 109139.2128
49.03 | 109159.4407
49.04 | 109179.6516
49.05 | 109199.8455
49.06 | 109220.0225
49.07 | 109240.1823
49.08 | 109260.3251
49.09 | 109280.4508
49.1 | 109300.5595
49.11 | 109320.651
49.12 | 109340.7254
49.13 | 109360.7826
49.14 | 109380.8227
49.15 | 109400.8455
49.16 | 109420.8512
49.17 | 109440.8396
49.18 | 109460.8109
49.19 | 109480.7648
49.2 | 109500.7014
49.21 | 109520.6208
49.22 | 109540.5228
49.23 | 109560.4075
49.24 | 109580.2749
49.25 | 109600.1248
49.26 | 109619.9573
49.27 | 109639.7725
49.28 | 109659.5702
49.29 | 109679.3505
49.3 | 109699.1133
49.31 | 109718.8587
49.32 | 109738.5865
49.33 | 109758.2967
49.34 | 109777.9895
49.35 | 109797.6647
49.36 | 109817.3222
49.37 | 109836.9622
49.38 | 109856.5846
49.39 | 109876.1894
49.4 | 109895.7765
49.41 | 109915.3458
49.42 | 109934.8975
49.43 | 109954.4315
49.44 | 109973.9478
49.45 | 109993.4463
49.46 | 110012.927
49.47 | 110032.3899
49.48 | 110051.835
49.49 | 110071.2623
49.5 | 110090.6718
49.51 | 110110.0633
49.52 | 110129.437
49.53 | 110148.7928
49.54 | 110168.1306
49.55 | 110187.4505
49.56 | 110206.7524
49.57 | 110226.0364
49.58 | 110245.3023
49.59 | 110264.5502
49.6 | 110283.7801
49.61 | 110302.9919
49.62 | 110322.1856
49.63 | 110341.3612
49.64 | 110360.5187
49.65 | 110379.658
49.66 | 110398.7792
49.67 | 110417.8822
49.68 | 110436.967
49.69 | 110456.0335
49.7 | 110475.0819
49.71 | 110494.1119
49.72 | 110513.1237
49.73 | 110532.1172
49.74 | 110551.0924
49.75 | 110570.0492
49.76 | 110588.9876
49.77 | 110607.9077
49.78 | 110626.8094
49.79 | 110645.6926
49.8 | 110664.5574
49.81 | 110683.4037
49.82 | 110702.2316
49.83 | 110721.041
49.84 | 110739.8318
49.85 | 110758.6041
49.86 | 110777.3579
49.87 | 110796.093
49.88 | 110814.8095
49.89 | 110833.5074
49.9 | 110852.1867
49.91 | 110870.8473
49.92 | 110889.4892
49.93 | 110908.1125
49.94 | 110926.7169
49.95 | 110945.3027
49.96 | 110963.8697
49.97 | 110982.4178
49.98 | 111000.9472
49.99 | 111019.4577
50 | 111037.9495

## Tazon
Mannings rating curve from James
Stage_in | Flow_gpm
0 | 0
0.01 | 0.0013589
0.02 | 0.0061001
0.03 | 0.014682
0.04 | 0.027378
0.05 | 0.044391
0.06 | 0.065882
0.07 | 0.091988
0.08 | 0.12283
0.09 | 0.1585
0.1 | 0.19911
0.11 | 0.24473
0.12 | 0.29544
0.13 | 0.35132
0.14 | 0.41243
0.15 | 0.47883
0.16 | 0.55059
0.17 | 0.62774
0.18 | 0.71036
0.19 | 0.79848
0.2 | 0.89216
0.21 | 0.99144
0.22 | 1.0964
0.23 | 1.207
0.24 | 1.3233
0.25 | 1.4454
0.26 | 1.5732
0.27 | 1.7069
0.28 | 1.8465
0.29 | 1.992
0.3 | 2.1433
0.31 | 2.3007
0.32 | 2.464
0.33 | 2.6334
0.34 | 2.8087
0.35 | 2.9902
0.36 | 3.1777
0.37 | 3.3714
0.38 | 3.5712
0.39 | 3.7772
0.4 | 3.9894
0.41 | 4.2078
0.42 | 4.4324
0.43 | 4.6633
0.44 | 4.9004
0.45 | 5.1439
0.46 | 5.3936
0.47 | 5.6498
0.48 | 5.9122
0.49 | 6.1811
0.5 | 6.4563
0.51 | 6.738
0.52 | 7.0261
0.53 | 7.3206
0.54 | 7.6216
0.55 | 7.9291
0.56 | 8.2431
0.57 | 8.5636
0.58 | 8.8906
0.59 | 9.2242
0.6 | 9.5643
0.61 | 9.911
0.62 | 10.2643
0.63 | 10.6241
0.64 | 10.9906
0.65 | 11.3638
0.66 | 11.7435
0.67 | 12.13
0.68 | 12.5231
0.69 | 12.9228
0.7 | 13.3293
0.71 | 13.7425
0.72 | 14.1624
0.73 | 14.589
0.74 | 15.0224
0.75 | 15.4625
0.76 | 15.9094
0.77 | 16.363
0.78 | 16.8235
0.79 | 17.2907
0.8 | 17.7648
0.81 | 18.2456
0.82 | 18.7333
0.83 | 19.2278
0.84 | 19.7292
0.85 | 20.2374
0.86 | 20.7525
0.87 | 21.2745
0.88 | 21.8034
0.89 | 22.3391
0.9 | 22.8818
0.91 | 23.4313
0.92 | 23.9878
0.93 | 24.5512
0.94 | 25.1216
0.95 | 25.6989
0.96 | 26.2831
0.97 | 26.8744
0.98 | 27.4725
0.99 | 28.0777
1 | 28.6898
1.01 | 29.309
1.02 | 29.9351
1.03 | 30.5683
1.04 | 31.2085
1.05 | 31.8556
1.06 | 32.5099
1.07 | 33.1711
1.08 | 33.8394
1.09 | 34.5148
1.1 | 35.1972
1.11 | 35.8866
1.12 | 36.5832
1.13 | 37.2868
1.14 | 37.9975
1.15 | 38.7153
1.16 | 39.4402
1.17 | 40.1722
1.18 | 40.9112
1.19 | 41.6574
1.2 | 42.4108
1.21 | 43.1712
1.22 | 43.9388
1.23 | 44.7135
1.24 | 45.4954
1.25 | 46.2844
1.26 | 47.0805
1.27 | 47.8838
1.28 | 48.6943
1.29 | 49.5119
1.3 | 50.3367
1.31 | 51.1687
1.32 | 52.0079
1.33 | 52.8542
1.34 | 53.7078
1.35 | 54.5685
1.36 | 55.4365
1.37 | 56.3116
1.38 | 57.194
1.39 | 58.0835
1.4 | 58.9803
1.41 | 59.8843
1.42 | 60.7956
1.43 | 61.7141
1.44 | 62.6398
1.45 | 63.5727
1.46 | 64.5129
1.47 | 65.4603
1.48 | 66.415
1.49 | 67.377
1.5 | 68.3462
1.51 | 69.3226
1.52 | 70.3064
1.53 | 71.2973
1.54 | 72.2956
1.55 | 73.3012
1.56 | 74.314
1.57 | 75.3341
1.58 | 76.3615
1.59 | 77.3962
1.6 | 78.4382
1.61 | 79.4874
1.62 | 80.544
1.63 | 81.6079
1.64 | 82.6791
1.65 | 83.7576
1.66 | 84.8434
1.67 | 85.9365
1.68 | 87.0369
1.69 | 88.1447
1.7 | 89.2597
1.71 | 90.3821
1.72 | 91.5119
1.73 | 92.6489
1.74 | 93.7933
1.75 | 94.945
1.76 | 96.1041
1.77 | 97.2705
1.78 | 98.4443
1.79 | 99.6254
1.8 | 100.8138
1.81 | 102.0096
1.82 | 103.2127
1.83 | 104.4232
1.84 | 105.6411
1.85 | 106.8663
1.86 | 108.0989
1.87 | 109.3388
1.88 | 110.5861
1.89 | 111.8408
1.9 | 113.1028
1.91 | 114.3722
1.92 | 115.649
1.93 | 116.9332
1.94 | 118.2247
1.95 | 119.5236
1.96 | 120.8299
1.97 | 122.1436
1.98 | 123.4646
1.99 | 124.7931
2 | 126.1289
2.01 | 127.4721
2.02 | 128.8227
2.03 | 130.1807
2.04 | 131.5461
2.05 | 132.9188
2.06 | 134.299
2.07 | 135.6866
2.08 | 137.0815
2.09 | 138.4839
2.1 | 139.8937
2.11 | 141.3108
2.12 | 142.7354
2.13 | 144.1674
2.14 | 145.6067
2.15 | 147.0535
2.16 | 148.5077
2.17 | 149.9693
2.18 | 151.4383
2.19 | 152.9147
2.2 | 154.3985
2.21 | 155.8898
2.22 | 157.3884
2.23 | 158.8945
2.24 | 160.4079
2.25 | 161.9288
2.26 | 163.4571
2.27 | 164.9928
2.28 | 166.536
2.29 | 168.0865
2.3 | 169.6445
2.31 | 171.2099
2.32 | 172.7827
2.33 | 174.363
2.34 | 175.9506
2.35 | 177.5457
2.36 | 179.1482
2.37 | 180.7581
2.38 | 182.3755
2.39 | 184.0002
2.4 | 185.6324
2.41 | 187.272
2.42 | 188.9191
2.43 | 190.5735
2.44 | 192.2354
2.45 | 193.9047
2.46 | 195.5815
2.47 | 197.2657
2.48 | 198.9573
2.49 | 200.6563
2.5 | 202.3627
2.51 | 204.0766
2.52 | 205.7979
2.53 | 207.5266
2.54 | 209.2628
2.55 | 211.0064
2.56 | 212.7574
2.57 | 214.5158
2.58 | 216.2817
2.59 | 218.055
2.6 | 219.8357
2.61 | 221.6238
2.62 | 223.4194
2.63 | 225.2224
2.64 | 227.0328
2.65 | 228.8507
2.66 | 230.6759
2.67 | 232.5086
2.68 | 234.3488
2.69 | 236.1963
2.7 | 238.0513
2.71 | 239.9137
2.72 | 241.7835
2.73 | 243.6608
2.74 | 245.5455
2.75 | 247.4376
2.76 | 249.3371
2.77 | 251.244
2.78 | 253.1584
2.79 | 255.0802
2.8 | 257.0094
2.81 | 258.946
2.82 | 260.8901
2.83 | 262.8415
2.84 | 264.8004
2.85 | 266.7667
2.86 | 268.7405
2.87 | 270.7216
2.88 | 272.7102
2.89 | 274.7062
2.9 | 276.7096
2.91 | 278.7204
2.92 | 280.7386
2.93 | 282.7642
2.94 | 284.7973
2.95 | 286.8377
2.96 | 288.8856
2.97 | 290.9409
2.98 | 293.0036
2.99 | 295.0737
3 | 297.1512
3.01 | 299.2361
3.02 | 301.3284
3.03 | 303.4281
3.04 | 305.5353
3.05 | 307.6498
3.06 | 309.7718
3.07 | 311.9011
3.08 | 314.0378
3.09 | 316.182
3.1 | 318.3335
3.11 | 320.4924
3.12 | 322.6588
3.13 | 324.8325
3.14 | 327.0136
3.15 | 329.2021
3.16 | 331.398
3.17 | 333.6013
3.18 | 335.812
3.19 | 338.0301
3.2 | 340.2556
3.21 | 342.4884
3.22 | 344.7287
3.23 | 346.9763
3.24 | 349.2313
3.25 | 351.4937
3.26 | 353.7634
3.27 | 356.0406
3.28 | 358.3251
3.29 | 360.617
3.3 | 362.9163
3.31 | 365.2229
3.32 | 367.5369
3.33 | 369.8583
3.34 | 372.1871
3.35 | 374.5232
3.36 | 376.8667
3.37 | 379.2176
3.38 | 381.5758
3.39 | 383.9414
3.4 | 386.3143
3.41 | 388.6946
3.42 | 391.0823
3.43 | 393.4773
3.44 | 395.8797
3.45 | 398.2894
3.46 | 400.7065
3.47 | 403.1309
3.48 | 405.5627
3.49 | 408.0018
3.5 | 410.4483
3.51 | 412.9021
3.52 | 415.3633
3.53 | 417.8318
3.54 | 420.3076
3.55 | 422.7908
3.56 | 425.2813
3.57 | 427.7792
3.58 | 430.2843
3.59 | 432.7968
3.6 | 435.3167
3.61 | 437.8438
3.62 | 440.3783
3.63 | 442.9201
3.64 | 445.4693
3.65 | 448.0257
3.66 | 450.5895
3.67 | 453.1606
3.68 | 455.739
3.69 | 458.3247
3.7 | 460.9177
3.71 | 463.5181
3.72 | 466.1257
3.73 | 468.7407
3.74 | 471.3629
3.75 | 473.9925
3.76 | 476.6293
3.77 | 479.2734
3.78 | 481.9249
3.79 | 484.5836
3.8 | 487.2496
3.81 | 489.923
3.82 | 492.6036
3.83 | 495.2915
3.84 | 497.9866
3.85 | 500.6891
3.86 | 503.3988
3.87 | 506.1158
3.88 | 508.8401
3.89 | 511.5716
3.9 | 514.3105
3.91 | 517.0566
3.92 | 519.8099
3.93 | 522.5706
3.94 | 525.3384
3.95 | 528.1136
3.96 | 530.896
3.97 | 533.6857
3.98 | 536.4826
3.99 | 539.2867
4 | 542.0981
4.01 | 544.9168
4.02 | 547.7427
4.03 | 550.5759
4.04 | 553.4162
4.05 | 556.2639
4.06 | 559.1187
4.07 | 561.9808
4.08 | 564.8502
4.09 | 567.7267
4.1 | 570.6105
4.11 | 573.5015
4.12 | 576.3997
4.13 | 579.3052
4.14 | 582.2178
4.15 | 585.1377
4.16 | 588.0648
4.17 | 590.9991
4.18 | 593.9406
4.19 | 596.8893
4.2 | 599.8452
4.21 | 602.8083
4.22 | 605.7786
4.23 | 608.7561
4.24 | 611.7408
4.25 | 614.7327
4.26 | 617.7318
4.27 | 620.738
4.28 | 623.7515
4.29 | 626.7721
4.3 | 629.7999
4.31 | 632.8349
4.32 | 635.877
4.33 | 638.9263
4.34 | 641.9828
4.35 | 645.0464
4.36 | 648.1173
4.37 | 651.1952
4.38 | 654.2803
4.39 | 657.3726
4.4 | 660.4721
4.41 | 663.5786
4.42 | 666.6924
4.43 | 669.8132
4.44 | 672.9412
4.45 | 676.0764
4.46 | 679.2187
4.47 | 682.3681
4.48 | 685.5246
4.49 | 688.6883
4.5 | 691.8591
4.51 | 695.037
4.52 | 698.2221
4.53 | 701.4142
4.54 | 704.6135
4.55 | 707.8199
4.56 | 711.0334
4.57 | 714.254
4.58 | 717.4817
4.59 | 720.7165
4.6 | 723.9584
4.61 | 727.2073
4.62 | 730.4634
4.63 | 733.7266
4.64 | 736.9968
4.65 | 740.2742
4.66 | 743.5586
4.67 | 746.8501
4.68 | 750.1487
4.69 | 753.4543
4.7 | 756.767
4.71 | 760.0868
4.72 | 763.4136
4.73 | 766.7475
4.74 | 770.0885
4.75 | 773.4365
4.76 | 776.7915
4.77 | 780.1536
4.78 | 783.5228
4.79 | 786.899
4.8 | 790.2822
4.81 | 793.6725
4.82 | 797.0698
4.83 | 800.4741
4.84 | 803.8854
4.85 | 807.3038
4.86 | 810.7292
4.87 | 814.1616
4.88 | 817.6011
4.89 | 821.0475
4.9 | 824.501
4.91 | 827.9614
4.92 | 831.4289
4.93 | 834.9033
4.94 | 838.3848
4.95 | 841.8732
4.96 | 845.3687
4.97 | 848.8711
4.98 | 852.3805
4.99 | 855.8969
5 | 859.4202
5.01 | 862.9506
5.02 | 866.4879
5.03 | 870.0322
5.04 | 873.5834
5.05 | 877.1416
5.06 | 880.7068
5.07 | 884.2789
5.08 | 887.858
5.09 | 891.444
5.1 | 895.0369
5.11 | 898.6368
5.12 | 902.2437
5.13 | 905.8575
5.14 | 909.4782
5.15 | 913.1058
5.16 | 916.7404
5.17 | 920.3819
5.18 | 924.0303
5.19 | 927.6856
5.2 | 931.3478
5.21 | 935.017
5.22 | 938.693
5.23 | 942.376
5.24 | 946.0658
5.25 | 949.7626
5.26 | 953.4662
5.27 | 957.1768
5.28 | 960.8942
5.29 | 964.6185
5.3 | 968.3497
5.31 | 972.0877
5.32 | 975.8326
5.33 | 979.5844
5.34 | 983.3431
5.35 | 987.1086
5.36 | 990.881
5.37 | 994.6602
5.38 | 998.4463
5.39 | 1002.2393
5.4 | 1006.039
5.41 | 1009.8457
5.42 | 1013.6591
5.43 | 1017.4794
5.44 | 1021.3066
5.45 | 1025.1405
5.46 | 1028.9813
5.47 | 1032.8289
5.48 | 1036.6833
5.49 | 1040.5445
5.5 | 1044.4126
5.51 | 1048.2874
5.52 | 1052.1691
5.53 | 1056.0575
5.54 | 1059.9528
5.55 | 1063.8548
5.56 | 1067.7636
5.57 | 1071.6792
5.58 | 1075.6016
5.59 | 1079.5308
5.6 | 1083.4667
5.61 | 1087.4095
5.62 | 1091.3589
5.63 | 1095.3152
5.64 | 1099.2782
5.65 | 1103.2479
5.66 | 1107.2245
5.67 | 1111.2077
5.68 | 1115.1977
5.69 | 1119.1945
5.7 | 1123.198
5.71 | 1127.2082
5.72 | 1131.2252
5.73 | 1135.2488
5.74 | 1139.2792
5.75 | 1143.3164
5.76 | 1147.3602
5.77 | 1151.4108
5.78 | 1155.468
5.79 | 1159.532
5.8 | 1163.6027
5.81 | 1167.68
5.82 | 1171.7641
5.83 | 1175.8548
5.84 | 1179.9523
5.85 | 1184.0564
5.86 | 1188.1672
5.87 | 1192.2846
5.88 | 1196.4088
5.89 | 1200.5396
5.9 | 1204.6771
5.91 | 1208.8212
5.92 | 1212.972
5.93 | 1217.1294
5.94 | 1221.2935
5.95 | 1225.4643
5.96 | 1229.6416
5.97 | 1233.8256
5.98 | 1238.0163
5.99 | 1242.2136
6 | 1246.4175
6.01 | 1250.628
6.02 | 1254.8451
6.03 | 1259.0689
6.04 | 1263.2992
6.05 | 1267.5362
6.06 | 1271.7798
6.07 | 1276.0299
6.08 | 1280.2867
6.09 | 1284.55
6.1 | 1288.82
6.11 | 1293.0965
6.12 | 1297.3796
6.13 | 1301.6693
6.14 | 1305.9655
6.15 | 1310.2683
6.16 | 1314.5777
6.17 | 1318.8936
6.18 | 1323.2161
6.19 | 1327.5452
6.2 | 1331.8808
6.21 | 1336.2229
6.22 | 1340.5716
6.23 | 1344.9268
6.24 | 1349.2885
6.25 | 1353.6568
6.26 | 1358.0316
6.27 | 1362.4129
6.28 | 1366.8007
6.29 | 1371.195
6.3 | 1375.5958
6.31 | 1380.0032
6.32 | 1384.417
6.33 | 1388.8374
6.34 | 1393.2642
6.35 | 1397.6975
6.36 | 1402.1373
6.37 | 1406.5836
6.38 | 1411.0363
6.39 | 1415.4955
6.4 | 1419.9612
6.41 | 1424.4334
6.42 | 1428.912
6.43 | 1433.397
6.44 | 1437.8886
6.45 | 1442.3865
6.46 | 1446.8909
6.47 | 1451.4017
6.48 | 1455.919
6.49 | 1460.4427
6.5 | 1464.9728
6.51 | 1469.5094
6.52 | 1474.0523
6.53 | 1478.6017
6.54 | 1483.1575
6.55 | 1487.7197
6.56 | 1492.2883
6.57 | 1496.8633
6.58 | 1501.4446
6.59 | 1506.0324
6.6 | 1510.6266
6.61 | 1515.2271
6.62 | 1519.834
6.63 | 1524.4473
6.64 | 1529.0669
6.65 | 1533.6929
6.66 | 1538.3253
6.67 | 1542.964
6.68 | 1547.609
6.69 | 1552.2605
6.7 | 1556.9182
6.71 | 1561.5823
6.72 | 1566.2527
6.73 | 1570.9295
6.74 | 1575.6125
6.75 | 1580.3019
6.76 | 1584.9976
6.77 | 1589.6997
6.78 | 1594.408
6.79 | 1599.1226
6.8 | 1603.8436
6.81 | 1608.5708
6.82 | 1613.3043
6.83 | 1618.0441
6.84 | 1622.7902
6.85 | 1627.5425
6.86 | 1632.3012
6.87 | 1637.0661
6.88 | 1641.8372
6.89 | 1646.6146
6.9 | 1651.3983
6.91 | 1656.1882
6.92 | 1660.9844
6.93 | 1665.7868
6.94 | 1670.5955
6.95 | 1675.4104
6.96 | 1680.2315
6.97 | 1685.0588
6.98 | 1689.8924
6.99 | 1694.7322
7 | 1699.5781
7.01 | 1704.4303
7.02 | 1709.2887
7.03 | 1714.1533
7.04 | 1719.0241
7.05 | 1723.9011
7.06 | 1728.7843
7.07 | 1733.6736
7.08 | 1738.5691
7.09 | 1743.4708
7.1 | 1748.3787
7.11 | 1753.2927
7.12 | 1758.2129
7.13 | 1763.1392
7.14 | 1768.0717
7.15 | 1773.0103
7.16 | 1777.9551
7.17 | 1782.906
7.18 | 1787.863
7.19 | 1792.8262
7.2 | 1797.7954
7.21 | 1802.7708
7.22 | 1807.7523
7.23 | 1812.74
7.24 | 1817.7337
7.25 | 1822.7335
7.26 | 1827.7394
7.27 | 1832.7514
7.28 | 1837.7695
7.29 | 1842.7937
7.3 | 1847.824
7.31 | 1852.8603
7.32 | 1857.9027
7.33 | 1862.9511
7.34 | 1868.0056
7.35 | 1873.0662
7.36 | 1878.1328
7.37 | 1883.2055
7.38 | 1888.2842
7.39 | 1893.3689
7.4 | 1898.4597
7.41 | 1903.5565
7.42 | 1908.6593
7.43 | 1913.7681
7.44 | 1918.883
7.45 | 1924.0038
7.46 | 1929.1307
7.47 | 1934.2635
7.48 | 1939.4024
7.49 | 1944.5472
7.5 | 1949.6981
7.51 | 1954.8549
7.52 | 1960.0176
7.53 | 1965.1864
7.54 | 1970.3611
7.55 | 1975.5418
7.56 | 1980.7284
7.57 | 1985.921
7.58 | 1991.1195
7.59 | 1996.324
7.6 | 2001.5344
7.61 | 2006.7508
7.62 | 2011.973
7.63 | 2017.2012
7.64 | 2022.4354
7.65 | 2027.6754
7.66 | 2032.9213
7.67 | 2038.1732
7.68 | 2043.4309
7.69 | 2048.6946
7.7 | 2053.9641
7.71 | 2059.2395
7.72 | 2064.5208
7.73 | 2069.808
7.74 | 2075.101
7.75 | 2080.4
7.76 | 2085.7047
7.77 | 2091.0154
7.78 | 2096.3319
7.79 | 2101.6542
7.8 | 2106.9824
7.81 | 2112.3164
7.82 | 2117.6562
7.83 | 2123.0019
7.84 | 2128.3534
7.85 | 2133.7107
7.86 | 2139.0739
7.87 | 2144.4428
7.88 | 2149.8176
7.89 | 2155.1981
7.9 | 2160.5845
7.91 | 2165.9766
7.92 | 2171.3745
7.93 | 2176.7782
7.94 | 2182.1877
7.95 | 2187.6029
7.96 | 2193.0239
7.97 | 2198.4507
7.98 | 2203.8832
7.99 | 2209.3215
8 | 2214.7656
8.01 | 2220.2153
8.02 | 2225.6708
8.03 | 2231.1321
8.04 | 2236.599
8.05 | 2242.0717
8.06 | 2247.5501
8.07 | 2253.0342
8.08 | 2258.524
8.09 | 2264.0196
8.1 | 2269.5208
8.11 | 2275.0277
8.12 | 2280.5403
8.13 | 2286.0586
8.14 | 2291.5825
8.15 | 2297.1122
8.16 | 2302.6475
8.17 | 2308.1884
8.18 | 2313.7351
8.19 | 2319.2873
8.2 | 2324.8453
8.21 | 2330.4088
8.22 | 2335.978
8.23 | 2341.5529
8.24 | 2347.1333
8.25 | 2352.7194
8.26 | 2358.3111
8.27 | 2363.9084
8.28 | 2369.5114
8.29 | 2375.1199
8.3 | 2380.734
8.31 | 2386.3537
8.32 | 2391.979
8.33 | 2397.6099
8.34 | 2403.2464
8.35 | 2408.8884
8.36 | 2414.536
8.37 | 2420.1892
8.38 | 2425.848
8.39 | 2431.5122
8.4 | 2437.1821
8.41 | 2442.8574
8.42 | 2448.5384
8.43 | 2454.2248
8.44 | 2459.9168
8.45 | 2465.6143
8.46 | 2471.3173
8.47 | 2477.0258
8.48 | 2482.7398
8.49 | 2488.4594
8.5 | 2494.1844
8.51 | 2499.9149
8.52 | 2505.6509
8.53 | 2511.3924
8.54 | 2517.1394
8.55 | 2522.8918
8.56 | 2528.6497
8.57 | 2534.4131
8.58 | 2540.1819
8.59 | 2545.9562
8.6 | 2551.7359
8.61 | 2557.5211
8.62 | 2563.3117
8.63 | 2569.1077
8.64 | 2574.9092
8.65 | 2580.716
8.66 | 2586.5283
8.67 | 2592.346
8.68 | 2598.1691
8.69 | 2603.9976
8.7 | 2609.8315
8.71 | 2615.6708
8.72 | 2621.5155
8.73 | 2627.3655
8.74 | 2633.221
8.75 | 2639.0817
8.76 | 2644.9479
8.77 | 2650.8194
8.78 | 2656.6963
8.79 | 2662.5785
8.8 | 2668.4661
8.81 | 2674.3589
8.82 | 2680.2572
8.83 | 2686.1607
8.84 | 2692.0696
8.85 | 2697.9838
8.86 | 2703.9033
8.87 | 2709.8281
8.88 | 2715.7582
8.89 | 2721.6936
8.9 | 2727.6343
8.91 | 2733.5803
8.92 | 2739.5316
8.93 | 2745.4881
8.94 | 2751.4499
8.95 | 2757.417
8.96 | 2763.3893
8.97 | 2769.3669
8.98 | 2775.3497
8.99 | 2781.3378
9 | 2787.3311
9.01 | 2793.3296
9.02 | 2799.3334
9.03 | 2805.3424
9.04 | 2811.3566
9.05 | 2817.376
9.06 | 2823.4006
9.07 | 2829.4305
9.08 | 2835.4655
9.09 | 2841.5057
9.1 | 2847.5511
9.11 | 2853.6017
9.12 | 2859.6574
9.13 | 2865.7183
9.14 | 2871.7844
9.15 | 2877.8556
9.16 | 2883.932
9.17 | 2890.0136
9.18 | 2896.1002
9.19 | 2902.192
9.2 | 2908.289
9.21 | 2914.3911
9.22 | 2920.4982
9.23 | 2926.6106
9.24 | 2932.728
9.25 | 2938.8505
9.26 | 2944.9781
9.27 | 2951.1108
9.28 | 2957.2486
9.29 | 2963.3915
9.3 | 2969.5395
9.31 | 2975.6925
9.32 | 2981.8506
9.33 | 2988.0138
9.34 | 2994.182
9.35 | 3000.3552
9.36 | 3006.5335
9.37 | 3012.7169
9.38 | 3018.9053
9.39 | 3025.0987
9.4 | 3031.2971
9.41 | 3037.5006
9.42 | 3043.709
9.43 | 3049.9225
9.44 | 3056.141
9.45 | 3062.3644
9.46 | 3068.5929
9.47 | 3074.8263
9.48 | 3081.0648
9.49 | 3087.3081
9.5 | 3093.5565
9.51 | 3099.8098
9.52 | 3106.0681
9.53 | 3112.3314
9.54 | 3118.5995
9.55 | 3124.8727
9.56 | 3131.1507
9.57 | 3137.4337
9.58 | 3143.7216
9.59 | 3150.0145
9.6 | 3156.3122
9.61 | 3162.6149
9.62 | 3168.9224
9.63 | 3175.2349
9.64 | 3181.5522
9.65 | 3187.8744
9.66 | 3194.2015
9.67 | 3200.5335
9.68 | 3206.8704
9.69 | 3213.2121
9.7 | 3219.5587
9.71 | 3225.9101
9.72 | 3232.2664
9.73 | 3238.6275
9.74 | 3244.9934
9.75 | 3251.3642
9.76 | 3257.7398
9.77 | 3264.1203
9.78 | 3270.5055
9.79 | 3276.8955
9.8 | 3283.2904
9.81 | 3289.69
9.82 | 3296.0945
9.83 | 3302.5037
9.84 | 3308.9177
9.85 | 3315.3365
9.86 | 3321.76
9.87 | 3328.1883
9.88 | 3334.6214
9.89 | 3341.0592
9.9 | 3347.5018
9.91 | 3353.9491
9.92 | 3360.4011
9.93 | 3366.8579
9.94 | 3373.3194
9.95 | 3379.7856
9.96 | 3386.2565
9.97 | 3392.7322
9.98 | 3399.2125
9.99 | 3405.6975
10 | 3412.1872
10.01 | 3418.6816
10.02 | 3425.1807
10.03 | 3431.6845
10.04 | 3438.1929
10.05 | 3444.706
10.06 | 3451.2237
10.07 | 3457.7461
10.08 | 3464.2731
10.09 | 3470.8048
10.1 | 3477.3411
10.11 | 3483.882
10.12 | 3490.4276
10.13 | 3496.9778
10.14 | 3503.5325
10.15 | 3510.0919
10.16 | 3516.6559
10.17 | 3523.2245
10.18 | 3529.7976
10.19 | 3536.3754
10.2 | 3542.9577
10.21 | 3549.5446
10.22 | 3556.1361
10.23 | 3562.7321
10.24 | 3569.3326
10.25 | 3575.9377
10.26 | 3582.5474
10.27 | 3589.1616
10.28 | 3595.7803
10.29 | 3602.4036
10.3 | 3609.0313
10.31 | 3615.6636
10.32 | 3622.3004
10.33 | 3628.9417
10.34 | 3635.5874
10.35 | 3642.2377
10.36 | 3648.8925
10.37 | 3655.5517
10.38 | 3662.2154
10.39 | 3668.8836
10.4 | 3675.5562
10.41 | 3682.2333
10.42 | 3688.9148
10.43 | 3695.6008
10.44 | 3702.2912
10.45 | 3708.9861
10.46 | 3715.6853
10.47 | 3722.389
10.48 | 3729.0971
10.49 | 3735.8096
10.5 | 3742.5266
10.51 | 3749.2479
10.52 | 3755.9736
10.53 | 3762.7037
10.54 | 3769.4381
10.55 | 3776.177
10.56 | 3782.9202
10.57 | 3789.6677
10.58 | 3796.4197
10.59 | 3803.1759
10.6 | 3809.9365
10.61 | 3816.7015
10.62 | 3823.4708
10.63 | 3830.2444
10.64 | 3837.0223
10.65 | 3843.8046
10.66 | 3850.5911
10.67 | 3857.382
10.68 | 3864.1772
10.69 | 3870.9766
10.7 | 3877.7803
10.71 | 3884.5883
10.72 | 3891.4006
10.73 | 3898.2172
10.74 | 3905.038
10.75 | 3911.8631
10.76 | 3918.6924
10.77 | 3925.5259
10.78 | 3932.3637
10.79 | 3939.2058
10.8 | 3946.052
10.81 | 3952.9025
10.82 | 3959.7572
10.83 | 3966.6161
10.84 | 3973.4792
10.85 | 3980.3465
10.86 | 3987.218
10.87 | 3994.0936
10.88 | 4000.9735
10.89 | 4007.8575
10.9 | 4014.7457
10.91 | 4021.638
10.92 | 4028.5345
10.93 | 4035.4352
10.94 | 4042.3399
10.95 | 4049.2489
10.96 | 4056.1619
10.97 | 4063.0791
10.98 | 4070.0004
10.99 | 4076.9258
11 | 4083.8553
11.01 | 4090.7889
11.02 | 4097.7266
11.03 | 4104.6684
11.04 | 4111.6143
11.05 | 4118.5643
11.06 | 4125.5183
11.07 | 4132.4764
11.08 | 4139.4385
11.09 | 4146.4047
11.1 | 4153.375
11.11 | 4160.3493
11.12 | 4167.3276
11.13 | 4174.3099
11.14 | 4181.2963
11.15 | 4188.2867
11.16 | 4195.2811
11.17 | 4202.2795
11.18 | 4209.2819
11.19 | 4216.2883
11.2 | 4223.2986
11.21 | 4230.313
11.22 | 4237.3313
11.23 | 4244.3536
11.24 | 4251.3798
11.25 | 4258.41
11.26 | 4265.4442
11.27 | 4272.4823
11.28 | 4279.5243
11.29 | 4286.5703
11.3 | 4293.6202
11.31 | 4300.674
11.32 | 4307.7317
11.33 | 4314.7933
11.34 | 4321.8589
11.35 | 4328.9283
11.36 | 4336.0016
11.37 | 4343.0788
11.38 | 4350.1598
11.39 | 4357.2448
11.4 | 4364.3336
11.41 | 4371.4262
11.42 | 4378.5227
11.43 | 4385.6231
11.44 | 4392.7272
11.45 | 4399.8353
11.46 | 4406.9471
11.47 | 4414.0628
11.48 | 4421.1822
11.49 | 4428.3055
11.5 | 4435.4326
11.51 | 4442.5635
11.52 | 4449.6982
11.53 | 4456.8366
11.54 | 4463.9788
11.55 | 4471.1248
11.56 | 4478.2746
11.57 | 4485.4281
11.58 | 4492.5854
11.59 | 4499.7464
11.6 | 4506.9112
11.61 | 4514.0797
11.62 | 4521.2519
11.63 | 4528.4278
11.64 | 4535.6075
11.65 | 4542.7909
11.66 | 4549.9779
11.67 | 4557.1687
11.68 | 4564.3631
11.69 | 4571.5613
11.7 | 4578.7631
11.71 | 4585.9686
11.72 | 4593.1777
11.73 | 4600.3905
11.74 | 4607.607
11.75 | 4614.8271
11.76 | 4622.0508
11.77 | 4629.2782
11.78 | 4636.5092
11.79 | 4643.7438
11.8 | 4650.9821
11.81 | 4658.2239
11.82 | 4665.4694
11.83 | 4672.7184
11.84 | 4679.971
11.85 | 4687.2272
11.86 | 4694.487
11.87 | 4701.7504
11.88 | 4709.0173
11.89 | 4716.2878
11.9 | 4723.5619
11.91 | 4730.8394
11.92 | 4738.1206
11.93 | 4745.4052
11.94 | 4752.6934
11.95 | 4759.9851
11.96 | 4767.2803
11.97 | 4774.579
11.98 | 4781.8812
11.99 | 4789.187
12 | 4796.4962
12.01 | 4803.8089
12.02 | 4811.125
12.03 | 4818.4446
12.04 | 4825.7677
12.05 | 4833.0943
12.06 | 4840.4243
12.07 | 4847.7577
12.08 | 4855.0946
12.09 | 4862.4349
12.1 | 4869.7787
12.11 | 4877.1258
12.12 | 4884.4764
12.13 | 4891.8304
12.14 | 4899.1877
12.15 | 4906.5485
12.16 | 4913.9126
12.17 | 4921.2802
12.18 | 4928.6511
12.19 | 4936.0254
12.2 | 4943.403
12.21 | 4950.784
12.22 | 4958.1683
12.23 | 4965.556
12.24 | 4972.947
12.25 | 4980.3413
12.26 | 4987.739
12.27 | 4995.14
12.28 | 5002.5443
12.29 | 5009.9518
12.3 | 5017.3627
12.31 | 5024.7769
12.32 | 5032.1944
12.33 | 5039.6151
12.34 | 5047.0391
12.35 | 5054.4664
12.36 | 5061.8969
12.37 | 5069.3307
12.38 | 5076.7677
12.39 | 5084.208
12.4 | 5091.6514
12.41 | 5099.0982
12.42 | 5106.5481
12.43 | 5114.0012
12.44 | 5121.4576
12.45 | 5128.9172
12.46 | 5136.3799
12.47 | 5143.8458
12.48 | 5151.3149
12.49 | 5158.7872
12.5 | 5166.2627
12.51 | 5173.7413
12.52 | 5181.2231
12.53 | 5188.708
12.54 | 5196.196
12.55 | 5203.6872
12.56 | 5211.1815
12.57 | 5218.679
12.58 | 5226.1795
12.59 | 5233.6832
12.6 | 5241.1899
12.61 | 5248.6998
12.62 | 5256.2127
12.63 | 5263.7288
12.64 | 5271.2479
12.65 | 5278.77
12.66 | 5286.2953
12.67 | 5293.8236
12.68 | 5301.3549
12.69 | 5308.8893
12.7 | 5316.4267
12.71 | 5323.9671
12.72 | 5331.5106
12.73 | 5339.0571
12.74 | 5346.6066
12.75 | 5354.1591
12.76 | 5361.7146
12.77 | 5369.273
12.78 | 5376.8345
12.79 | 5384.3989
12.8 | 5391.9663
12.81 | 5399.5367
12.82 | 5407.11
12.83 | 5414.6863
12.84 | 5422.2655
12.85 | 5429.8477
12.86 | 5437.4328
12.87 | 5445.0208
12.88 | 5452.6117
12.89 | 5460.2056
12.9 | 5467.8023
12.91 | 5475.402
12.92 | 5483.0045
12.93 | 5490.6099
12.94 | 5498.2182
12.95 | 5505.8294
12.96 | 5513.4434
12.97 | 5521.0603
12.98 | 5528.68
12.99 | 5536.3026
13 | 5543.928
13.01 | 5551.5562
13.02 | 5559.1873
13.03 | 5566.8212
13.04 | 5574.4579
13.05 | 5582.0974
13.06 | 5589.7397
13.07 | 5597.3847
13.08 | 5605.0326
13.09 | 5612.6832
13.1 | 5620.3367
13.11 | 5627.9928
13.12 | 5635.6518
13.13 | 5643.3135
13.14 | 5650.9779
13.15 | 5658.645
13.16 | 5666.3149
13.17 | 5673.9875
13.18 | 5681.6629
13.19 | 5689.3409
13.2 | 5697.0217
13.21 | 5704.7051
13.22 | 5712.3912
13.23 | 5720.08
13.24 | 5727.7715
13.25 | 5735.4657
13.26 | 5743.1625
13.27 | 5750.862
13.28 | 5758.5641
13.29 | 5766.2688
13.3 | 5773.9762
13.31 | 5781.6863
13.32 | 5789.3989
13.33 | 5797.1142
13.34 | 5804.832
13.35 | 5812.5525
13.36 | 5820.2756
13.37 | 5828.0012
13.38 | 5835.7294
13.39 | 5843.4602
13.4 | 5851.1936
13.41 | 5858.9295
13.42 | 5866.668
13.43 | 5874.4091
13.44 | 5882.1526
13.45 | 5889.8987
13.46 | 5897.6474
13.47 | 5905.3985
13.48 | 5913.1522
13.49 | 5920.9083
13.5 | 5928.667
13.51 | 5936.4282
13.52 | 5944.1918
13.53 | 5951.9579
13.54 | 5959.7265
13.55 | 5967.4976
13.56 | 5975.2711
13.57 | 5983.047
13.58 | 5990.8255
13.59 | 5998.6063
13.6 | 6006.3896
13.61 | 6014.1753
13.62 | 6021.9634
13.63 | 6029.7539
13.64 | 6037.5468
13.65 | 6045.3421
13.66 | 6053.1399
13.67 | 6060.9399
13.68 | 6068.7424
13.69 | 6076.5472
13.7 | 6084.3544
13.71 | 6092.164
13.72 | 6099.9759
13.73 | 6107.7901
13.74 | 6115.6067
13.75 | 6123.4256
13.76 | 6131.2468
13.77 | 6139.0703
13.78 | 6146.8962
13.79 | 6154.7243
13.8 | 6162.5547
13.81 | 6170.3874
13.82 | 6178.2224
13.83 | 6186.0596
13.84 | 6193.8992
13.85 | 6201.7409
13.86 | 6209.585
13.87 | 6217.4312
13.88 | 6225.2797
13.89 | 6233.1305
13.9 | 6240.9834
13.91 | 6248.8386
13.92 | 6256.696
13.93 | 6264.5556
13.94 | 6272.4173
13.95 | 6280.2813
13.96 | 6288.1474
13.97 | 6296.0157
13.98 | 6303.8862
13.99 | 6311.7588
14 | 6319.6336
14.01 | 6327.5106
14.02 | 6335.3896
14.03 | 6343.2708
14.04 | 6351.1542
14.05 | 6359.0396
14.06 | 6366.9272
14.07 | 6374.8168
14.08 | 6382.7086
14.09 | 6390.6024
14.1 | 6398.4983
14.11 | 6406.3963
14.12 | 6414.2964
14.13 | 6422.1985
14.14 | 6430.1027
14.15 | 6438.0089
14.16 | 6445.9172
14.17 | 6453.8274
14.18 | 6461.7398
14.19 | 6469.6541
14.2 | 6477.5704
14.21 | 6485.4888
14.22 | 6493.4091
14.23 | 6501.3315
14.24 | 6509.2558
14.25 | 6517.1821
14.26 | 6525.1103
14.27 | 6533.0406
14.28 | 6540.9727
14.29 | 6548.9069
14.3 | 6556.8429
14.31 | 6564.7809
14.32 | 6572.7208
14.33 | 6580.6627
14.34 | 6588.6064
14.35 | 6596.5521
14.36 | 6604.4996
14.37 | 6612.449
14.38 | 6620.4004
14.39 | 6628.3536
14.4 | 6636.3086
14.41 | 6644.2656
14.42 | 6652.2243
14.43 | 6660.185
14.44 | 6668.1474
14.45 | 6676.1117
14.46 | 6684.0778
14.47 | 6692.0458
14.48 | 6700.0155
14.49 | 6707.9871
14.5 | 6715.9604
14.51 | 6723.9356
14.52 | 6731.9125
14.53 | 6739.8912
14.54 | 6747.8717
14.55 | 6755.8539
14.56 | 6763.8379
14.57 | 6771.8236
14.58 | 6779.811
14.59 | 6787.8002
14.6 | 6795.7912
14.61 | 6803.7838
14.62 | 6811.7781
14.63 | 6819.7742
14.64 | 6827.7719
14.65 | 6835.7713
14.66 | 6843.7725
14.67 | 6851.7752
14.68 | 6859.7797
14.69 | 6867.7858
14.7 | 6875.7936
14.71 | 6883.803
14.72 | 6891.814
14.73 | 6899.8267
14.74 | 6907.841
14.75 | 6915.8569
14.76 | 6923.8744
14.77 | 6931.8935
14.78 | 6939.9142
14.79 | 6947.9365
14.8 | 6955.9604
14.81 | 6963.9858
14.82 | 6972.0128
14.83 | 6980.0414
14.84 | 6988.0715
14.85 | 6996.1032
14.86 | 7004.1364
14.87 | 7012.1711
14.88 | 7020.2073
14.89 | 7028.2451
14.9 | 7036.2844
14.91 | 7044.3251
14.92 | 7052.3674
14.93 | 7060.4111
14.94 | 7068.4563
14.95 | 7076.503
14.96 | 7084.5511
14.97 | 7092.6007
14.98 | 7100.6518
14.99 | 7108.7042
15 | 7116.7581
15.01 | 7124.8135
15.02 | 7132.8702
15.03 | 7140.9284
15.04 | 7148.988
15.05 | 7157.0489
15.06 | 7165.1113
15.07 | 7173.175
15.08 | 7181.2401
15.09 | 7189.3065
15.1 | 7197.3744
15.11 | 7205.4435
15.12 | 7213.5141
15.13 | 7221.5859
15.14 | 7229.6591
15.15 | 7237.7336
15.16 | 7245.8094
15.17 | 7253.8865
15.18 | 7261.9649
15.19 | 7270.0446
15.2 | 7278.1256
15.21 | 7286.2079
15.22 | 7294.2914
15.23 | 7302.3762
15.24 | 7310.4623
15.25 | 7318.5496
15.26 | 7326.6381
15.27 | 7334.7279
15.28 | 7342.8189
15.29 | 7350.9111
15.3 | 7359.0045
15.31 | 7367.0991
15.32 | 7375.1949
15.33 | 7383.2919
15.34 | 7391.3901
15.35 | 7399.4894
15.36 | 7407.5899
15.37 | 7415.6916
15.38 | 7423.7944
15.39 | 7431.8984
15.4 | 7440.0035
15.41 | 7448.1097
15.42 | 7456.217
15.43 | 7464.3255
15.44 | 7472.435
15.45 | 7480.5456
15.46 | 7488.6574
15.47 | 7496.7702
15.48 | 7504.8841
15.49 | 7512.999
15.5 | 7521.115
15.51 | 7529.2321
15.52 | 7537.3502
15.53 | 7545.4693
15.54 | 7553.5895
15.55 | 7561.7107
15.56 | 7569.8329
15.57 | 7577.9561
15.58 | 7586.0803
15.59 | 7594.2055
15.6 | 7602.3317
15.61 | 7610.4588
15.62 | 7618.5869
15.63 | 7626.716
15.64 | 7634.846
15.65 | 7642.977
15.66 | 7651.1089
15.67 | 7659.2417
15.68 | 7667.3755
15.69 | 7675.5102
15.7 | 7683.6457
15.71 | 7691.7822
15.72 | 7699.9196
15.73 | 7708.0578
15.74 | 7716.1969
15.75 | 7724.3369
15.76 | 7732.4778
15.77 | 7740.6195
15.78 | 7748.762
15.79 | 7756.9054
15.8 | 7765.0496
15.81 | 7773.1947
15.82 | 7781.3405
15.83 | 7789.4872
15.84 | 7797.6346
15.85 | 7805.7829
15.86 | 7813.9319
15.87 | 7822.0817
15.88 | 7830.2323
15.89 | 7838.3836
15.9 | 7846.5357
15.91 | 7854.6885
15.92 | 7862.8421
15.93 | 7870.9963
15.94 | 7879.1514
15.95 | 7887.3071
15.96 | 7895.4635
15.97 | 7903.6206
15.98 | 7911.7785
15.99 | 7919.937
16 | 7928.0961
16.01 | 7936.256
16.02 | 7944.4165
16.03 | 7952.5776
16.04 | 7960.7394
16.05 | 7968.9019
16.06 | 7977.0649
16.07 | 7985.2286
16.08 | 7993.3929
16.09 | 8001.5578
16.1 | 8009.7233
16.11 | 8017.8894
16.12 | 8026.056
16.13 | 8034.2233
16.14 | 8042.3911
16.15 | 8050.5594
16.16 | 8058.7283
16.17 | 8066.8978
16.18 | 8075.0678
16.19 | 8083.2383
16.2 | 8091.4093
16.21 | 8099.5808
16.22 | 8107.7529
16.23 | 8115.9254
16.24 | 8124.0984
16.25 | 8132.2719
16.26 | 8140.4459
16.27 | 8148.6204
16.28 | 8156.7952
16.29 | 8164.9706
16.3 | 8173.1464
16.31 | 8181.3226
16.32 | 8189.4992
16.33 | 8197.6763
16.34 | 8205.8537
16.35 | 8214.0316
16.36 | 8222.2098
16.37 | 8230.3885
16.38 | 8238.5675
16.39 | 8246.7469
16.4 | 8254.9266
16.41 | 8263.1067
16.42 | 8271.2871
16.43 | 8279.4679
16.44 | 8287.649
16.45 | 8295.8304
16.46 | 8304.0122
16.47 | 8312.1942
16.48 | 8320.3766
16.49 | 8328.5592
16.5 | 8336.7421
16.51 | 8344.9253
16.52 | 8353.1087
16.53 | 8361.2924
16.54 | 8369.4764
16.55 | 8377.6606
16.56 | 8385.845
16.57 | 8394.0296
16.58 | 8402.2145
16.59 | 8410.3996
16.6 | 8418.5849
16.61 | 8426.7703
16.62 | 8434.956
16.63 | 8443.1418
16.64 | 8451.3278
16.65 | 8459.514
16.66 | 8467.7003
16.67 | 8475.8867
16.68 | 8484.0733
16.69 | 8492.2601
16.7 | 8500.4469
16.71 | 8508.6339
16.72 | 8516.8209
16.73 | 8525.0081
16.74 | 8533.1953
16.75 | 8541.3826
16.76 | 8549.57
16.77 | 8557.7575
16.78 | 8565.945
16.79 | 8574.1326
16.8 | 8582.3202
16.81 | 8590.5078
16.82 | 8598.6955
16.83 | 8606.8831
16.84 | 8615.0708
16.85 | 8623.2585
16.86 | 8631.4462
16.87 | 8639.6338
16.88 | 8647.8214
16.89 | 8656.009
16.9 | 8664.1966
16.91 | 8672.3841
16.92 | 8680.5715
16.93 | 8688.7589
16.94 | 8696.9462
16.95 | 8705.1334
16.96 | 8713.3205
16.97 | 8721.5076
16.98 | 8729.6945
16.99 | 8737.8813
17 | 8746.068
17.01 | 8754.2545
17.02 | 8762.4409
17.03 | 8770.6272
17.04 | 8778.8133
17.05 | 8786.9992
17.06 | 8795.185
17.07 | 8803.3706
17.08 | 8811.556
17.09 | 8819.7412
17.1 | 8827.9262
17.11 | 8836.1109
17.12 | 8844.2955
17.13 | 8852.4798
17.14 | 8860.6639
17.15 | 8868.8477
17.16 | 8877.0313
17.17 | 8885.2146
17.18 | 8893.3977
17.19 | 8901.5805
17.2 | 8909.7629
17.21 | 8917.9451
17.22 | 8926.127
17.23 | 8934.3085
17.24 | 8942.4898
17.25 | 8950.6707
17.26 | 8958.8513
17.27 | 8967.0315
17.28 | 8975.2114
17.29 | 8983.3909
17.3 | 8991.57
17.31 | 8999.7487
17.32 | 9007.9271
17.33 | 9016.1051
17.34 | 9024.2826
17.35 | 9032.4598
17.36 | 9040.6365
17.37 | 9048.8128
17.38 | 9056.9887
17.39 | 9065.1641
17.4 | 9073.339
17.41 | 9081.5135
17.42 | 9089.6875
17.43 | 9097.8611
17.44 | 9106.0341
17.45 | 9114.2067
17.46 | 9122.3787
17.47 | 9130.5502
17.48 | 9138.7212
17.49 | 9146.8917
17.5 | 9155.0616
17.51 | 9163.231
17.52 | 9171.3998
17.53 | 9179.5681
17.54 | 9187.7358
17.55 | 9195.9029
17.56 | 9204.0694
17.57 | 9212.2353
17.58 | 9220.4006
17.59 | 9228.5653
17.6 | 9236.7294
17.61 | 9244.8928
17.62 | 9253.0556
17.63 | 9261.2178
17.64 | 9269.3793
17.65 | 9277.5401
17.66 | 9285.7002
17.67 | 9293.8597
17.68 | 9302.0185
17.69 | 9310.1765
17.7 | 9318.3339
17.71 | 9326.4905
17.72 | 9334.6464
17.73 | 9342.8016
17.74 | 9350.956
17.75 | 9359.1097
17.76 | 9367.2626
17.77 | 9375.4148
17.78 | 9383.5661
17.79 | 9391.7167
17.8 | 9399.8665
17.81 | 9408.0155
17.82 | 9416.1637
17.83 | 9424.311
17.84 | 9432.4575
17.85 | 9440.6032
17.86 | 9448.748
17.87 | 9456.892
17.88 | 9465.0351
17.89 | 9473.1774
17.9 | 9481.3187
17.91 | 9489.4592
17.92 | 9497.5988
17.93 | 9505.7374
17.94 | 9513.8752
17.95 | 9522.012
17.96 | 9530.1479
17.97 | 9538.2828
17.98 | 9546.4168
17.99 | 9554.5498
18 | 9562.6819
18.01 | 9570.813
18.02 | 9578.9431
18.03 | 9587.0722
18.04 | 9595.2003
18.05 | 9603.3274
18.06 | 9611.4534
18.07 | 9619.5785
18.08 | 9627.7025
18.09 | 9635.8254
18.1 | 9643.9473
18.11 | 9652.0682
18.12 | 9660.1879
18.13 | 9668.3066
18.14 | 9676.4242
18.15 | 9684.5407
18.16 | 9692.656
18.17 | 9700.7703
18.18 | 9708.8834
18.19 | 9716.9954
18.2 | 9725.1063
18.21 | 9733.216
18.22 | 9741.3245
18.23 | 9749.4319
18.24 | 9757.5381
18.25 | 9765.6431
18.26 | 9773.7469
18.27 | 9781.8495
18.28 | 9789.9509
18.29 | 9798.0511
18.3 | 9806.15
18.31 | 9814.2477
18.32 | 9822.3441
18.33 | 9830.4393
18.34 | 9838.5332
18.35 | 9846.6259
18.36 | 9854.7172
18.37 | 9862.8073
18.38 | 9870.896
18.39 | 9878.9835
18.4 | 9887.0696
18.41 | 9895.1544
18.42 | 9903.2378
18.43 | 9911.3199
18.44 | 9919.4007
18.45 | 9927.4801
18.46 | 9935.5581
18.47 | 9943.6347
18.48 | 9951.7099
18.49 | 9959.7837
18.5 | 9967.8561
18.51 | 9975.9271
18.52 | 9983.9967
18.53 | 9992.0648
18.54 | 10000.1315
18.55 | 10008.1968
18.56 | 10016.2605
18.57 | 10024.3228
18.58 | 10032.3836
18.59 | 10040.4429
18.6 | 10048.5007
18.61 | 10056.557
18.62 | 10064.6118
18.63 | 10072.6651
18.64 | 10080.7168
18.65 | 10088.767
18.66 | 10096.8156
18.67 | 10104.8626
18.68 | 10112.9081
18.69 | 10120.952
18.7 | 10128.9943
18.71 | 10137.035
18.72 | 10145.0741
18.73 | 10153.1116
18.74 | 10161.1474
18.75 | 10169.1816
18.76 | 10177.2142
18.77 | 10185.2451
18.78 | 10193.2743
18.79 | 10201.3019
18.8 | 10209.3278
18.81 | 10217.352
18.82 | 10225.3744
18.83 | 10233.3952
18.84 | 10241.4143
18.85 | 10249.4316
18.86 | 10257.4472
18.87 | 10265.461
18.88 | 10273.4731
18.89 | 10281.4834
18.9 | 10289.492
18.91 | 10297.4988
18.92 | 10305.5037
18.93 | 10313.5069
18.94 | 10321.5082
18.95 | 10329.5078
18.96 | 10337.5055
18.97 | 10345.5013
18.98 | 10353.4953
18.99 | 10361.4875
19 | 10369.4778
19.01 | 10377.4662
19.02 | 10385.4527
19.03 | 10393.4373
19.04 | 10401.42
19.05 | 10409.4008
19.06 | 10417.3797
19.07 | 10425.3566
19.08 | 10433.3316
19.09 | 10441.3047
19.1 | 10449.2758
19.11 | 10457.2449
19.12 | 10465.212
19.13 | 10473.1772
19.14 | 10481.1403
19.15 | 10489.1015
19.16 | 10497.0606
19.17 | 10505.0177
19.18 | 10512.9727
19.19 | 10520.9258
19.2 | 10528.8767
19.21 | 10536.8256
19.22 | 10544.7724
19.23 | 10552.7172
19.24 | 10560.6598
19.25 | 10568.6003
19.26 | 10576.5388
19.27 | 10584.4751
19.28 | 10592.4092
19.29 | 10600.3413
19.3 | 10608.2712
19.31 | 10616.1989
19.32 | 10624.1244
19.33 | 10632.0478
19.34 | 10639.969
19.35 | 10647.888
19.36 | 10655.8048
19.37 | 10663.7193
19.38 | 10671.6317
19.39 | 10679.5418
19.4 | 10687.4496
19.41 | 10695.3552
19.42 | 10703.2586
19.43 | 10711.1596
19.44 | 10719.0584
19.45 | 10726.9549
19.46 | 10734.8491
19.47 | 10742.7409
19.48 | 10750.6305
19.49 | 10758.5177
19.5 | 10766.4026
19.51 | 10774.2851
19.52 | 10782.1653
19.53 | 10790.0431
19.54 | 10797.9185
19.55 | 10805.7915
19.56 | 10813.6621
19.57 | 10821.5303
19.58 | 10829.3961
19.59 | 10837.2595
19.6 | 10845.1204
19.61 | 10852.9789
19.62 | 10860.8349
19.63 | 10868.6884
19.64 | 10876.5395
19.65 | 10884.3881
19.66 | 10892.2342
19.67 | 10900.0777
19.68 | 10907.9188
19.69 | 10915.7573
19.7 | 10923.5933
19.71 | 10931.4268
19.72 | 10939.2577
19.73 | 10947.086
19.74 | 10954.9118
19.75 | 10962.735
19.76 | 10970.5555
19.77 | 10978.3735
19.78 | 10986.1889
19.79 | 10994.0016
19.8 | 11001.8117
19.81 | 11009.6192
19.82 | 11017.4239
19.83 | 11025.2261
19.84 | 11033.0255
19.85 | 11040.8223
19.86 | 11048.6164
19.87 | 11056.4078
19.88 | 11064.1964
19.89 | 11071.9824
19.9 | 11079.7656
19.91 | 11087.546
19.92 | 11095.3238
19.93 | 11103.0987
19.94 | 11110.8709
19.95 | 11118.6403
19.96 | 11126.4068
19.97 | 11134.1706
19.98 | 11141.9316
19.99 | 11149.6898
20 | 11157.4451
20.01 | 11165.1976
20.02 | 11172.9472
20.03 | 11180.6939
20.04 | 11188.4378
20.05 | 11196.1788
20.06 | 11203.9169
20.07 | 11211.6521
20.08 | 11219.3844
20.09 | 11227.1138
20.1 | 11234.8402
20.11 | 11242.5637
20.12 | 11250.2842
20.13 | 11258.0017
20.14 | 11265.7163
20.15 | 11273.4279
20.16 | 11281.1365
20.17 | 11288.8421
20.18 | 11296.5447
20.19 | 11304.2443
20.2 | 11311.9408
20.21 | 11319.6342
20.22 | 11327.3247
20.23 | 11335.012
20.24 | 11342.6963
20.25 | 11350.3775
20.26 | 11358.0555
20.27 | 11365.7305
20.28 | 11373.4024
20.29 | 11381.0711
20.3 | 11388.7367
20.31 | 11396.3991
20.32 | 11404.0584
20.33 | 11411.7145
20.34 | 11419.3675
20.35 | 11427.0172
20.36 | 11434.6637
20.37 | 11442.3071
20.38 | 11449.9472
20.39 | 11457.5841
20.4 | 11465.2177
20.41 | 11472.8481
20.42 | 11480.4752
20.43 | 11488.099
20.44 | 11495.7196
20.45 | 11503.3368
20.46 | 11510.9508
20.47 | 11518.5614
20.48 | 11526.1688
20.49 | 11533.7727
20.5 | 11541.3734
20.51 | 11548.9706
20.52 | 11556.5646
20.53 | 11564.1551
20.54 | 11571.7422
20.55 | 11579.326
20.56 | 11586.9063
20.57 | 11594.4832
20.58 | 11602.0567
20.59 | 11609.6267
20.6 | 11617.1933
20.61 | 11624.7564
20.62 | 11632.3161
20.63 | 11639.8723
20.64 | 11647.4249
20.65 | 11654.9741
20.66 | 11662.5197
20.67 | 11670.0619
20.68 | 11677.6004
20.69 | 11685.1355
20.7 | 11692.667
20.71 | 11700.1949
20.72 | 11707.7192
20.73 | 11715.2399
20.74 | 11722.7571
20.75 | 11730.2706
20.76 | 11737.7805
20.77 | 11745.2868
20.78 | 11752.7894
20.79 | 11760.2884
20.8 | 11767.7837
20.81 | 11775.2753
20.82 | 11782.7633
20.83 | 11790.2475
20.84 | 11797.728
20.85 | 11805.2048
20.86 | 11812.6779
20.87 | 11820.1473
20.88 | 11827.6129
20.89 | 11835.0747
20.9 | 11842.5327
20.91 | 11849.987
20.92 | 11857.4375
20.93 | 11864.8841
20.94 | 11872.327
20.95 | 11879.766
20.96 | 11887.2012
20.97 | 11894.6325
20.98 | 11902.06
20.99 | 11909.4835
21 | 11916.9033
21.01 | 11924.3191
21.02 | 11931.731
21.03 | 11939.139
21.04 | 11946.543
21.05 | 11953.9432
21.06 | 11961.3393
21.07 | 11968.7315
21.08 | 11976.1198
21.09 | 11983.504
21.1 | 11990.8843
21.11 | 11998.2606
21.12 | 12005.6328
21.13 | 12013.001
21.14 | 12020.3652
21.15 | 12027.7253
21.16 | 12035.0814
21.17 | 12042.4334
21.18 | 12049.7813
21.19 | 12057.1251
21.2 | 12064.4648
21.21 | 12071.8004
21.22 | 12079.1319
21.23 | 12086.4592
21.24 | 12093.7824
21.25 | 12101.1014
21.26 | 12108.4162
21.27 | 12115.7269
21.28 | 12123.0333
21.29 | 12130.3356
21.3 | 12137.6336
21.31 | 12144.9274
21.32 | 12152.217
21.33 | 12159.5023
21.34 | 12166.7833
21.35 | 12174.0601
21.36 | 12181.3326
21.37 | 12188.6008
21.38 | 12195.8647
21.39 | 12203.1242
21.4 | 12210.3794
21.41 | 12217.6303
21.42 | 12224.8768
21.43 | 12232.119
21.44 | 12239.3568
21.45 | 12246.5901
21.46 | 12253.8191
21.47 | 12261.0437
21.48 | 12268.2639
21.49 | 12275.4796
21.5 | 12282.6908
21.51 | 12289.8976
21.52 | 12297.1
21.53 | 12304.2978
21.54 | 12311.4912
21.55 | 12318.68
21.56 | 12325.8643
21.57 | 12333.0442
21.58 | 12340.2194
21.59 | 12347.3901
21.6 | 12354.5563
21.61 | 12361.7178
21.62 | 12368.8748
21.63 | 12376.0272
21.64 | 12383.175
21.65 | 12390.3181
21.66 | 12397.4566
21.67 | 12404.5905
21.68 | 12411.7197
21.69 | 12418.8442
21.7 | 12425.9641
21.71 | 12433.0793
21.72 | 12440.1897
21.73 | 12447.2955
21.74 | 12454.3965
21.75 | 12461.4927
21.76 | 12468.5842
21.77 | 12475.671
21.78 | 12482.753
21.79 | 12489.8301
21.8 | 12496.9025
21.81 | 12503.9701
21.82 | 12511.0328
21.83 | 12518.0907
21.84 | 12525.1438
21.85 | 12532.192
21.86 | 12539.2353
21.87 | 12546.2737
21.88 | 12553.3073
21.89 | 12560.3359
21.9 | 12567.3596
21.91 | 12574.3784
21.92 | 12581.3922
21.93 | 12588.4011
21.94 | 12595.405
21.95 | 12602.4039
21.96 | 12609.3978
21.97 | 12616.3867
21.98 | 12623.3706
21.99 | 12630.3494
22 | 12637.3233
22.01 | 12644.292
22.02 | 12651.2557
22.03 | 12658.2143
22.04 | 12665.1678
22.05 | 12672.1162
22.06 | 12679.0595
22.07 | 12685.9977
22.08 | 12692.9307
22.09 | 12699.8586
22.1 | 12706.7813
22.11 | 12713.6988
22.12 | 12720.6111
22.13 | 12727.5183
22.14 | 12734.4202
22.15 | 12741.3168
22.16 | 12748.2083
22.17 | 12755.0944
22.18 | 12761.9753
22.19 | 12768.851
22.2 | 12775.7213
22.21 | 12782.5863
22.22 | 12789.446
22.23 | 12796.3004
22.24 | 12803.1495
22.25 | 12809.9932
22.26 | 12816.8315
22.27 | 12823.6644
22.28 | 12830.4919
22.29 | 12837.3141
22.3 | 12844.1308
22.31 | 12850.9421
22.32 | 12857.7479
22.33 | 12864.5483
22.34 | 12871.3432
22.35 | 12878.1326
22.36 | 12884.9165
22.37 | 12891.695
22.38 | 12898.4679
22.39 | 12905.2352
22.4 | 12911.997
22.41 | 12918.7533
22.42 | 12925.504
22.43 | 12932.2491
22.44 | 12938.9886
22.45 | 12945.7224
22.46 | 12952.4507
22.47 | 12959.1733
22.48 | 12965.8903
22.49 | 12972.6016
22.5 | 12979.3072
22.51 | 12986.0071
22.52 | 12992.7014
22.53 | 12999.3899
22.54 | 13006.0726
22.55 | 13012.7497
22.56 | 13019.421
22.57 | 13026.0865
22.58 | 13032.7462
22.59 | 13039.4001
22.6 | 13046.0482
22.61 | 13052.6905
22.62 | 13059.327
22.63 | 13065.9576
22.64 | 13072.5823
22.65 | 13079.2012
22.66 | 13085.8142
22.67 | 13092.4213
22.68 | 13099.0224
22.69 | 13105.6176
22.7 | 13112.2069
22.71 | 13118.7903
22.72 | 13125.3676
22.73 | 13131.939
22.74 | 13138.5044
22.75 | 13145.0637
22.76 | 13151.6171
22.77 | 13158.1644
22.78 | 13164.7056
22.79 | 13171.2408
22.8 | 13177.7699
22.81 | 13184.2929
22.82 | 13190.8098
22.83 | 13197.3206
22.84 | 13203.8252
22.85 | 13210.3237
22.86 | 13216.816
22.87 | 13223.3022
22.88 | 13229.7822
22.89 | 13236.2559
22.9 | 13242.7235
22.91 | 13249.1848
22.92 | 13255.6399
22.93 | 13262.0887
22.94 | 13268.5312
22.95 | 13274.9674
22.96 | 13281.3974
22.97 | 13287.821
22.98 | 13294.2383
22.99 | 13300.6493
23 | 13307.0539
23.01 | 13313.4521
23.02 | 13319.844
23.03 | 13326.2294
23.04 | 13332.6085
23.05 | 13338.9811
23.06 | 13345.3472
23.07 | 13351.7069
23.08 | 13358.0602
23.09 | 13364.4069
23.1 | 13370.7471
23.11 | 13377.0809
23.12 | 13383.4081
23.13 | 13389.7287
23.14 | 13396.0429
23.15 | 13402.3504
23.16 | 13408.6513
23.17 | 13414.9457
23.18 | 13421.2334
23.19 | 13427.5145
23.2 | 13433.789
23.21 | 13440.0568
23.22 | 13446.3179
23.23 | 13452.5723
23.24 | 13458.8201
23.25 | 13465.0611
23.26 | 13471.2954
23.27 | 13477.5229
23.28 | 13483.7437
23.29 | 13489.9577
23.3 | 13496.1649
23.31 | 13502.3653
23.32 | 13508.5589
23.33 | 13514.7456
23.34 | 13520.9255
23.35 | 13527.0986
23.36 | 13533.2647
23.37 | 13539.424
23.38 | 13545.5763
23.39 | 13551.7217
23.4 | 13557.8602
23.41 | 13563.9917
23.42 | 13570.1163
23.43 | 13576.2339
23.44 | 13582.3444
23.45 | 13588.448
23.46 | 13594.5445
23.47 | 13600.634
23.48 | 13606.7164
23.49 | 13612.7917
23.5 | 13618.8599
23.51 | 13624.9211
23.52 | 13630.9751
23.53 | 13637.0219
23.54 | 13643.0617
23.55 | 13649.0942
23.56 | 13655.1196
23.57 | 13661.1377
23.58 | 13667.1487
23.59 | 13673.1524
23.6 | 13679.1489
23.61 | 13685.1381
23.62 | 13691.12
23.63 | 13697.0946
23.64 | 13703.0619
23.65 | 13709.0219
23.66 | 13714.9746
23.67 | 13720.9199
23.68 | 13726.8578
23.69 | 13732.7883
23.7 | 13738.7114
23.71 | 13744.6271
23.72 | 13750.5354
23.73 | 13756.4362
23.74 | 13762.3296
23.75 | 13768.2154
23.76 | 13774.0938
23.77 | 13779.9646
23.78 | 13785.828
23.79 | 13791.6837
23.8 | 13797.5319
23.81 | 13803.3725
23.82 | 13809.2055
23.83 | 13815.0309
23.84 | 13820.8487
23.85 | 13826.6588
23.86 | 13832.4613
23.87 | 13838.2561
23.88 | 13844.0432
23.89 | 13849.8225
23.9 | 13855.5942
23.91 | 13861.3581
23.92 | 13867.1142
23.93 | 13872.8625
23.94 | 13878.6031
23.95 | 13884.3358
23.96 | 13890.0608
23.97 | 13895.7778
23.98 | 13901.487
23.99 | 13907.1884
24 | 13912.8818
24.01 | 13918.5673
24.02 | 13924.2449
24.03 | 13929.9145
24.04 | 13935.5762
24.05 | 13941.2299
24.06 | 13946.8756
24.07 | 13952.5133
24.08 | 13958.1429
24.09 | 13963.7645
24.1 | 13969.378
24.11 | 13974.9835
24.12 | 13980.5808
24.13 | 13986.17
24.14 | 13991.7511
24.15 | 13997.324
24.16 | 14002.8888
24.17 | 14008.4454
24.18 | 14013.9937
24.19 | 14019.5339
24.2 | 14025.0658
24.21 | 14030.5894
24.22 | 14036.1048
24.23 | 14041.6118
24.24 | 14047.1106
24.25 | 14052.601
24.26 | 14058.0831
24.27 | 14063.5568
24.28 | 14069.0221
24.29 | 14074.4791
24.3 | 14079.9276
24.31 | 14085.3676
24.32 | 14090.7992
24.33 | 14096.2224
24.34 | 14101.637
24.35 | 14107.0432
24.36 | 14112.4408
24.37 | 14117.8298
24.38 | 14123.2103
24.39 | 14128.5822
24.4 | 14133.9455
24.41 | 14139.3002
24.42 | 14144.6463
24.43 | 14149.9837
24.44 | 14155.3124
24.45 | 14160.6324
24.46 | 14165.9437
24.47 | 14171.2463
24.48 | 14176.5401
24.49 | 14181.8252
24.5 | 14187.1014
24.51 | 14192.3689
24.52 | 14197.6275
24.53 | 14202.8773
24.54 | 14208.1183
24.55 | 14213.3503
24.56 | 14218.5734
24.57 | 14223.7877
24.58 | 14228.9929
24.59 | 14234.1892
24.6 | 14239.3766
24.61 | 14244.5549
24.62 | 14249.7242
24.63 | 14254.8845
24.64 | 14260.0357
24.65 | 14265.1779
24.66 | 14270.3109
24.67 | 14275.4349
24.68 | 14280.5497
24.69 | 14285.6553
24.7 | 14290.7518
24.71 | 14295.8391
24.72 | 14300.9171
24.73 | 14305.986
24.74 | 14311.0455
24.75 | 14316.0958
24.76 | 14321.1368
24.77 | 14326.1685
24.78 | 14331.1908
24.79 | 14336.2038
24.8 | 14341.2075
24.81 | 14346.2017
24.82 | 14351.1865
24.83 | 14356.1618
24.84 | 14361.1277
24.85 | 14366.0842
24.86 | 14371.0311
24.87 | 14375.9685
24.88 | 14380.8964
24.89 | 14385.8147
24.9 | 14390.7234
24.91 | 14395.6225
24.92 | 14400.512
24.93 | 14405.3919
24.94 | 14410.2621
24.95 | 14415.1226
24.96 | 14419.9733
24.97 | 14424.8144
24.98 | 14429.6457
24.99 | 14434.4672
25 | 14439.279
25.01 | 14444.0809
25.02 | 14448.873
25.03 | 14453.6552
25.04 | 14458.4276
25.05 | 14463.19
25.06 | 14467.9425
25.07 | 14472.6851
25.08 | 14477.4177
25.09 | 14482.1403
25.1 | 14486.8529
25.11 | 14491.5555
25.12 | 14496.248
25.13 | 14500.9304
25.14 | 14505.6028
25.15 | 14510.265
25.16 | 14514.917
25.17 | 14519.5589
25.18 | 14524.1906
25.19 | 14528.8121
25.2 | 14533.4234
25.21 | 14538.0244
25.22 | 14542.6151
25.23 | 14547.1955
25.24 | 14551.7655
25.25 | 14556.3253
25.26 | 14560.8746
25.27 | 14565.4136
25.28 | 14569.9421
25.29 | 14574.4602
25.3 | 14578.9678
25.31 | 14583.4649
25.32 | 14587.9515
25.33 | 14592.4276
25.34 | 14596.8931
25.35 | 14601.348
25.36 | 14605.7923
25.37 | 14610.226
25.38 | 14614.649
25.39 | 14619.0613
25.4 | 14623.463
25.41 | 14627.8539
25.42 | 14632.234
25.43 | 14636.6034
25.44 | 14640.9619
25.45 | 14645.3097
25.46 | 14649.6465
25.47 | 14653.9725
25.48 | 14658.2876
25.49 | 14662.5918
25.5 | 14666.885
25.51 | 14671.1672
25.52 | 14675.4385
25.53 | 14679.6987
25.54 | 14683.9478
25.55 | 14688.1859
25.56 | 14692.4128
25.57 | 14696.6287
25.58 | 14700.8333
25.59 | 14705.0268
25.6 | 14709.2091
25.61 | 14713.3802
25.62 | 14717.54
25.63 | 14721.6885
25.64 | 14725.8257
25.65 | 14729.9515
25.66 | 14734.066
25.67 | 14738.1691
25.68 | 14742.2608
25.69 | 14746.341
25.7 | 14750.4098
25.71 | 14754.467
25.72 | 14758.5128
25.73 | 14762.547
25.74 | 14766.5696
25.75 | 14770.5806
25.76 | 14774.5799
25.77 | 14778.5676
25.78 | 14782.5436
25.79 | 14786.5079
25.8 | 14790.4605
25.81 | 14794.4012
25.82 | 14798.3302
25.83 | 14802.2474
25.84 | 14806.1526
25.85 | 14810.046
25.86 | 14813.9275
25.87 | 14817.7971
25.88 | 14821.6546
25.89 | 14825.5002
25.9 | 14829.3337
25.91 | 14833.1552
25.92 | 14836.9646
25.93 | 14840.7619
25.94 | 14844.547
25.95 | 14848.32
25.96 | 14852.0807
25.97 | 14855.8293
25.98 | 14859.5655
25.99 | 14863.2895
26 | 14867.0011
26.01 | 14870.7004
26.02 | 14874.3873
26.03 | 14878.0618
26.04 | 14881.7238
26.05 | 14885.3733
26.06 | 14889.0104
26.07 | 14892.6349
26.08 | 14896.2469
26.09 | 14899.8462
26.1 | 14903.4329
26.11 | 14907.007
26.12 | 14910.5683
26.13 | 14914.1169
26.14 | 14917.6528
26.15 | 14921.1759
26.16 | 14924.6862
26.17 | 14928.1836
26.18 | 14931.6681
26.19 | 14935.1397
26.2 | 14938.5983
26.21 | 14942.044
26.22 | 14945.4766
26.23 | 14948.8962
26.24 | 14952.3027
26.25 | 14955.6961
26.26 | 14959.0764
26.27 | 14962.4434
26.28 | 14965.7973
26.29 | 14969.1378
26.3 | 14972.4651
26.31 | 14975.7791
26.32 | 14979.0797
26.33 | 14982.367
26.34 | 14985.6408
26.35 | 14988.9011
26.36 | 14992.148
26.37 | 14995.3813
26.38 | 14998.6011
26.39 | 15001.8072
26.4 | 15004.9998
26.41 | 15008.1786
26.42 | 15011.3438
26.43 | 15014.4952
26.44 | 15017.6328
26.45 | 15020.7566
26.46 | 15023.8665
26.47 | 15026.9626
26.48 | 15030.0447
26.49 | 15033.1129
26.5 | 15036.167
26.51 | 15039.2071
26.52 | 15042.2332
26.53 | 15045.2451
26.54 | 15048.2429
26.55 | 15051.2264
26.56 | 15054.1958
26.57 | 15057.1508
26.58 | 15060.0916
26.59 | 15063.018
26.6 | 15065.93
26.61 | 15068.8276
26.62 | 15071.7107
26.63 | 15074.5794
26.64 | 15077.4334
26.65 | 15080.2729
26.66 | 15083.0978
26.67 | 15085.9079
26.68 | 15088.7034
26.69 | 15091.4841
26.7 | 15094.25
26.71 | 15097.0011
26.72 | 15099.7373
26.73 | 15102.4586
26.74 | 15105.1649
26.75 | 15107.8563
26.76 | 15110.5325
26.77 | 15113.1937
26.78 | 15115.8398
26.79 | 15118.4706
26.8 | 15121.0863
26.81 | 15123.6866
26.82 | 15126.2717
26.83 | 15128.8414
26.84 | 15131.3957
26.85 | 15133.9346
26.86 | 15136.458
26.87 | 15138.9658
26.88 | 15141.4581
26.89 | 15143.9347
26.9 | 15146.3957
26.91 | 15148.8409
26.92 | 15151.2704
26.93 | 15153.684
26.94 | 15156.0818
26.95 | 15158.4637
26.96 | 15160.8296
26.97 | 15163.1795
26.98 | 15165.5134
26.99 | 15167.8311
27 | 15170.1327
27.01 | 15172.4181
27.02 | 15174.6873
27.03 | 15176.9401
27.04 | 15179.1766
27.05 | 15181.3967
27.06 | 15183.6003
27.07 | 15185.7874
27.08 | 15187.9579
27.09 | 15190.1119
27.1 | 15192.2492
27.11 | 15194.3697
27.12 | 15196.4735
27.13 | 15198.5605
27.14 | 15200.6306
27.15 | 15202.6837
27.16 | 15204.7199
27.17 | 15206.7391
27.18 | 15208.7411
27.19 | 15210.726
27.2 | 15212.6937
27.21 | 15214.6441
27.22 | 15216.5772
27.23 | 15218.4929
27.24 | 15220.3912
27.25 | 15222.272
27.26 | 15224.1352
27.27 | 15225.9808
27.28 | 15227.8088
27.29 | 15229.619
27.3 | 15231.4115
27.31 | 15233.1861
27.32 | 15234.9428
27.33 | 15236.6815
27.34 | 15238.4022
27.35 | 15240.1047
27.36 | 15241.7892
27.37 | 15243.4554
27.38 | 15245.1033
27.39 | 15246.7329
27.4 | 15248.3441
27.41 | 15249.9367
27.42 | 15251.5109
27.43 | 15253.0664
27.44 | 15254.6033
27.45 | 15256.1214
27.46 | 15257.6207
27.47 | 15259.1012
27.48 | 15260.5627
27.49 | 15262.0051
27.5 | 15263.4285
27.51 | 15264.8328
27.52 | 15266.2178
27.53 | 15267.5835
27.54 | 15268.9299
27.55 | 15270.2568
27.56 | 15271.5642
27.57 | 15272.852
27.58 | 15274.1202
27.59 | 15275.3686
27.6 | 15276.5972
27.61 | 15277.806
27.62 | 15278.9947
27.63 | 15280.1635
27.64 | 15281.3121
27.65 | 15282.4405
27.66 | 15283.5486
27.67 | 15284.6364
27.68 | 15285.7038
27.69 | 15286.7506
27.7 | 15287.7769
27.71 | 15288.7824
27.72 | 15289.7672
27.73 | 15290.7312
27.74 | 15291.6742
27.75 | 15292.5962
27.76 | 15293.4971
27.77 | 15294.3768
27.78 | 15295.2352
27.79 | 15296.0723
27.8 | 15296.8879
27.81 | 15297.682
27.82 | 15298.4544
27.83 | 15299.2051
27.84 | 15299.934
27.85 | 15300.6409
27.86 | 15301.3259
27.87 | 15301.9887
27.88 | 15302.6293
27.89 | 15303.2477
27.9 | 15303.8436
27.91 | 15304.417
27.92 | 15304.9679
27.93 | 15305.496
27.94 | 15306.0013
27.95 | 15306.4838
27.96 | 15306.9432
27.97 | 15307.3795
27.98 | 15307.7926
27.99 | 15308.1823
28 | 15308.5487
28.01 | 15308.8915
28.02 | 15309.2106
28.03 | 15309.5059
28.04 | 15309.7774
28.05 | 15310.0249
28.06 | 15310.2482
28.07 | 15310.4474
28.08 | 15310.6221
28.09 | 15310.7725
28.1 | 15310.8982
28.11 | 15310.9992
28.12 | 15311.0754
28.13 | 15311.1266
28.14 | 15311.1528
28.15 | 15311.1537
28.16 | 15311.1293
28.17 | 15311.0795
28.18 | 15311.004
28.19 | 15310.9028
28.2 | 15310.7757
28.21 | 15310.6226
28.22 | 15310.4433
28.23 | 15310.2378
28.24 | 15310.0059
28.25 | 15309.7473
28.26 | 15309.4621
28.27 | 15309.15
28.28 | 15308.8109
28.29 | 15308.4446
28.3 | 15308.051
28.31 | 15307.6299
28.32 | 15307.1812
28.33 | 15306.7048
28.34 | 15306.2003
28.35 | 15305.6678
28.36 | 15305.107
28.37 | 15304.5178
28.38 | 15303.8999
28.39 | 15303.2533
28.4 | 15302.5777
28.41 | 15301.873
28.42 | 15301.139
28.43 | 15300.3755
28.44 | 15299.5824
28.45 | 15298.7593
28.46 | 15297.9063
28.47 | 15297.023
28.48 | 15296.1092
28.49 | 15295.1649
28.5 | 15294.1897
28.51 | 15293.1835
28.52 | 15292.1461
28.53 | 15291.0772
28.54 | 15289.9767
28.55 | 15288.8443
28.56 | 15287.6798
28.57 | 15286.483
28.58 | 15285.2537
28.59 | 15283.9916
28.6 | 15282.6966
28.61 | 15281.3683
28.62 | 15280.0065
28.63 | 15278.6111
28.64 | 15277.1817
28.65 | 15275.7181
28.66 | 15274.22
28.67 | 15272.6872
28.68 | 15271.1195
28.69 | 15269.5165
28.7 | 15267.8779
28.71 | 15266.2036
28.72 | 15264.4932
28.73 | 15262.7464
28.74 | 15260.963
28.75 | 15259.1426
28.76 | 15257.285
28.77 | 15255.3897
28.78 | 15253.4566
28.79 | 15251.4854
28.8 | 15249.4755
28.81 | 15247.4269
28.82 | 15245.339
28.83 | 15243.2116
28.84 | 15241.0443
28.85 | 15238.8368
28.86 | 15236.5886
28.87 | 15234.2995
28.88 | 15231.969
28.89 | 15229.5968
28.9 | 15227.1824
28.91 | 15224.7255
28.92 | 15222.2256
28.93 | 15219.6823
28.94 | 15217.0952
28.95 | 15214.4639
28.96 | 15211.7879
28.97 | 15209.0667
28.98 | 15206.3
28.99 | 15203.4871
29 | 15200.6276
29.01 | 15197.721
29.02 | 15194.7669
29.03 | 15191.7646
29.04 | 15188.7137
29.05 | 15185.6135
29.06 | 15182.4636
29.07 | 15179.2633
29.08 | 15176.012
29.09 | 15172.7093
29.1 | 15169.3543
29.11 | 15165.9466
29.12 | 15162.4853
29.13 | 15158.97
29.14 | 15155.3998
29.15 | 15151.7741
29.16 | 15148.0921
29.17 | 15144.3531
29.18 | 15140.5564
29.19 | 15136.7011
29.2 | 15132.7864
29.21 | 15128.8114
29.22 | 15124.7754
29.23 | 15120.6775
29.24 | 15116.5166
29.25 | 15112.2919
29.26 | 15108.0024
29.27 | 15103.6472
29.28 | 15099.225
29.29 | 15094.735
29.3 | 15090.1759
29.31 | 15085.5467
29.32 | 15080.8462
29.33 | 15076.073
29.34 | 15071.2261
29.35 | 15066.304
29.36 | 15061.3054
29.37 | 15056.2288
29.38 | 15051.0729
29.39 | 15045.8361
29.4 | 15040.5168
29.41 | 15035.1134
29.42 | 15029.6241
29.43 | 15024.0473
29.44 | 15018.3809
29.45 | 15012.6232
29.46 | 15006.772
29.47 | 15000.8253
29.48 | 14994.7809
29.49 | 14988.6365
29.5 | 14982.3896
29.51 | 14976.0377
29.52 | 14969.5782
29.53 | 14963.0083
29.54 | 14956.325
29.55 | 14949.5253
29.56 | 14942.6059
29.57 | 14935.5634
29.58 | 14928.3942
29.59 | 14921.0944
29.6 | 14913.66
29.61 | 14906.0866
29.62 | 14898.3698
29.63 | 14890.5046
29.64 | 14882.4858
29.65 | 14874.3079
29.66 | 14865.9651
29.67 | 14857.4508
29.68 | 14848.7583
29.69 | 14839.8803
29.7 | 14830.8089
29.71 | 14821.5353
29.72 | 14812.0505
29.73 | 14802.3441
29.74 | 14792.4053
29.75 | 14782.2218
29.76 | 14771.7804
29.77 | 14761.0664
29.78 | 14750.0637
29.79 | 14738.7541
29.8 | 14727.1173
29.81 | 14715.1308
29.82 | 14702.7687
29.83 | 14690.0019
29.84 | 14676.7966
29.85 | 14663.1142
29.86 | 14648.9092
29.87 | 14634.1281
29.88 | 14618.7071
29.89 | 14602.5689
29.9 | 14585.6181
29.91 | 14567.7354
29.92 | 14548.7673
29.93 | 14528.5108
29.94 | 14506.688
29.95 | 14482.8994
29.96 | 14456.5332
29.97 | 14426.5615
29.98 | 14390.9846
29.99 | 14344.6516

## Oceans11
Python calibrated rating curve
Stage_in | Flow_gpm
0 | 0
0.41926 | 0.01
0.44696 | 0.060497
0.47462 | 0.13235
0.50224 | 0.21603
0.52981 | 0.31197
0.55735 | 0.4206
0.58483 | 0.54233
0.61228 | 0.67754
0.63968 | 0.8266
0.66704 | 0.98987
0.69435 | 1.1677
0.72163 | 1.3604
0.74886 | 1.5683
0.77604 | 1.7918
0.80319 | 2.031
0.83029 | 2.2863
0.85735 | 2.5581
0.88437 | 2.8465
0.91134 | 3.1517
0.93827 | 3.4742
0.96517 | 3.8141
0.99201 | 4.1716
1.0188 | 4.547
1.0456 | 4.9405
1.0723 | 5.3524
1.099 | 5.7828
1.1256 | 6.232
1.1522 | 6.7001
1.1788 | 7.1873
1.2053 | 7.6939
1.2318 | 8.2201
1.2582 | 8.766
1.2846 | 9.3317
1.3109 | 9.9175
1.3372 | 10.5236
1.3635 | 11.15
1.3897 | 11.797
1.4159 | 12.4647
1.4421 | 13.1533
1.4682 | 13.8629
1.4942 | 14.5937
1.5202 | 15.3457
1.5462 | 16.1192
1.5722 | 16.9142
1.5981 | 17.731
1.6239 | 18.5696
1.6497 | 19.4301
1.6755 | 20.3128
1.7012 | 21.2176
1.7269 | 22.1447
1.7526 | 23.0943
1.7782 | 24.0664
1.8038 | 25.0611
1.8293 | 26.0786
1.8548 | 27.1189
1.8803 | 28.1822
1.9057 | 29.2685
1.931 | 30.378
1.9564 | 31.5107
1.9817 | 32.6668
2.0069 | 33.8462
2.0322 | 35.0492
2.0573 | 36.2758
2.0825 | 37.526
2.1076 | 38.7999
2.1326 | 40.0977
2.1576 | 41.4194
2.1826 | 42.7651
2.2076 | 44.1348
2.2325 | 45.5287
2.2573 | 46.9467
2.2821 | 48.389
2.3069 | 49.8556
2.3317 | 51.3465
2.3564 | 52.862
2.3811 | 54.4019
2.4057 | 55.9664
2.4303 | 57.5555
2.4548 | 59.1693
2.4793 | 60.8078
2.5038 | 62.471
2.5283 | 64.1591
2.5527 | 65.8721
2.577 | 67.61
2.6013 | 69.3729
2.6256 | 71.1608
2.6499 | 72.9737
2.6741 | 74.8118
2.6983 | 76.675
2.7224 | 78.5634
2.7465 | 80.4769
2.7705 | 82.4158
2.7946 | 84.3799
2.8185 | 86.3694
2.8425 | 88.3842
2.8664 | 90.4244
2.8903 | 92.49
2.9141 | 94.5811
2.9379 | 96.6976
2.9616 | 98.8397
2.9854 | 101.0073
3.0091 | 103.2004
3.0327 | 105.4191
3.0563 | 107.6634
3.0799 | 109.9334
3.1034 | 112.229
3.1269 | 114.5502
3.1504 | 116.8972
3.1738 | 119.2698
3.1972 | 121.6682
3.2205 | 124.0923
3.2439 | 126.5422
3.2671 | 129.0178
3.2904 | 131.5192
3.3136 | 134.0464
3.3367 | 136.5994
3.3599 | 139.1782
3.383 | 141.7828
3.406 | 144.4133
3.4291 | 147.0696
3.452 | 149.7518
3.475 | 152.4598
3.4979 | 155.1937
3.5208 | 157.9534
3.5436 | 160.739
3.5664 | 163.5505
3.5892 | 166.3879
3.612 | 169.2512
3.6347 | 172.1403
3.6573 | 175.0553
3.68 | 177.9962
3.7025 | 180.963
3.7251 | 183.9556
3.7476 | 186.9741
3.7701 | 190.0186
3.7926 | 193.0888
3.815 | 196.185
3.8374 | 199.307
3.8597 | 202.4548
3.882 | 205.6286
3.9043 | 208.8281
3.9266 | 212.0535
3.9488 | 215.3048
3.9709 | 218.5818
3.9931 | 221.8847
4.0152 | 225.2133
4.0373 | 228.5678
4.0593 | 231.948
4.0813 | 235.3541
4.1033 | 238.7858
4.1252 | 242.2434
4.1471 | 245.7266
4.1689 | 249.2356
4.1908 | 252.7703
4.2126 | 256.3307
4.2343 | 259.9167
4.2561 | 263.5284
4.2778 | 267.1658
4.2994 | 270.8288
4.321 | 274.5174
4.3426 | 278.2317
4.3642 | 281.9715
4.3857 | 285.7368
4.4072 | 289.5277
4.4286 | 293.3442
4.4715 | 301.0535
4.4928 | 304.9464
4.5567 | 316.7777
4.5779 | 320.7722
4.5991 | 324.7921
4.6202 | 328.8374
4.6835 | 341.1249
4.7465 | 353.6395
4.7674 | 357.8615
4.7883 | 362.1085
4.83 | 370.678
4.8508 | 375.0003
4.8715 | 379.3477
4.8923 | 383.7201
4.9336 | 392.5398
4.9542 | 396.987
4.9748 | 401.4592
5.1993 | 452.2876
5.2195 | 457.0562
5.2397 | 461.8493
5.2599 | 466.6668
5.3001 | 476.3752
5.3401 | 486.1811
5.3601 | 491.1205
5.3801 | 496.0842
5.4199 | 506.0843
5.519 | 531.5068
5.5584 | 541.844
5.7341 | 589.5414
5.9265 | 644.7784
5.9456 | 650.4304
6.0216 | 673.2697
6.1159 | 702.3362
6.1535 | 714.1228
6.2839 | 756.0897
6.3945 | 792.9371
6.4129 | 799.1562
6.4677 | 817.9465
6.5947 | 862.5592
6.6307 | 875.5019
6.6487 | 882.0057
6.6667 | 888.5311
6.756 | 921.4807
6.8269 | 948.2247
6.8445 | 954.9638
6.8798 | 968.5052
6.9849 | 1009.6328
7.0023 | 1016.5603
7.0544 | 1037.4672
7.1062 | 1058.5594
7.1921 | 1094.1218
7.2092 | 1101.2952
7.2433 | 1115.7025
7.2942 | 1137.4642
7.3112 | 1144.7581
7.3281 | 1152.0719
7.4122 | 1188.9385
7.4624 | 1211.2947
7.5454 | 1248.9452
7.595 | 1271.7676
7.6934 | 1317.9288
7.7097 | 1325.6887
7.7908 | 1364.7706
7.9193 | 1428.2687
7.9353 | 1436.2887
7.9512 | 1444.3269
8.0463 | 1492.9369
8.0777 | 1509.2842
8.0934 | 1517.4846
8.1248 | 1533.9388
8.156 | 1550.4639
8.1716 | 1558.7528
8.2646 | 1608.8543
8.28 | 1617.2654
8.3107 | 1634.1394
8.4024 | 1685.1723
8.4176 | 1693.7373
8.4328 | 1702.3192
8.4631 | 1719.5333
8.4782 | 1728.1656
8.4932 | 1736.8145
8.6279 | 1815.3996
8.6427 | 1824.2132
8.6723 | 1841.8892
8.6871 | 1850.7514
8.7018 | 1859.6297
8.7166 | 1868.524
8.7313 | 1877.4344
8.746 | 1886.3608
8.7606 | 1895.303
8.8481 | 1949.289
8.8626 | 1958.3417
8.992 | 2040.5122
9.0205 | 2058.9408
9.0348 | 2068.1779
9.049 | 2077.43
9.0632 | 2086.6971
9.0915 | 2105.2765
9.1056 | 2114.5886
9.1337 | 2133.2574
9.1478 | 2142.614
9.1758 | 2161.3715
9.2177 | 2189.6177
9.2594 | 2217.995
9.2733 | 2227.483
9.3009 | 2246.5023
9.3284 | 2265.5787
9.3559 | 2284.7121
9.3833 | 2303.9022
9.397 | 2313.5183
9.4378 | 2342.4508
9.4514 | 2352.1229
9.4785 | 2371.5086
9.5055 | 2390.9494
9.5189 | 2400.6905
9.5859 | 2449.6
9.5993 | 2459.4225
9.6259 | 2479.1079
9.6392 | 2488.9706
9.6524 | 2498.8466
9.6657 | 2508.736
9.6921 | 2528.5543
9.7053 | 2538.4833
9.7184 | 2548.4254
9.7578 | 2578.3301
9.7708 | 2588.3243
9.7839 | 2598.3315
9.7969 | 2608.3516
9.8099 | 2618.3845
9.8229 | 2628.4303
9.8359 | 2638.4889
9.8488 | 2648.5602
9.9133 | 2699.1067
9.9261 | 2709.2537
9.9517 | 2729.5852
9.9645 | 2739.7695
9.9772 | 2749.9663
9.9899 | 2760.1753
10.0027 | 2770.3967
10.0533 | 2811.4045
10.0659 | 2821.6869
10.0785 | 2831.9813
10.0911 | 2842.2877
10.1286 | 2873.279
10.1536 | 2893.9994
10.1785 | 2914.767
10.2157 | 2946.0066
10.2404 | 2966.8913
10.2772 | 2998.305
10.3017 | 3019.3048
10.3262 | 3040.3503
10.3383 | 3050.89
10.3505 | 3061.441
10.3748 | 3082.5767
10.3869 | 3093.1614
10.399 | 3103.7572
10.411 | 3114.3642
10.4231 | 3124.9822
10.4351 | 3135.6112
10.4471 | 3146.2513
10.4591 | 3156.9024
10.495 | 3188.921
10.5188 | 3210.321
10.5425 | 3231.7641
10.5544 | 3242.5017
10.578 | 3264.0089
10.5898 | 3274.7784
10.6133 | 3296.3491
10.6601 | 3339.6162
10.6834 | 3361.3121
10.695 | 3372.1755
10.7066 | 3383.0492
10.7182 | 3393.9331
10.7413 | 3415.7315
10.7874 | 3459.4496
10.8103 | 3481.3688
10.8217 | 3492.3433
10.9011 | 3569.4405
10.9124 | 3580.4934
10.9237 | 3591.5559
10.9349 | 3602.6281
10.9686 | 3635.9019
10.9797 | 3647.0122
11.002 | 3669.2611
11.0243 | 3691.5477
11.0905 | 3758.6303
11.1125 | 3781.0648
11.1234 | 3792.2956
11.1344 | 3803.5356
11.1562 | 3826.0425
11.1996 | 3871.1636
11.2427 | 3916.4264
11.2642 | 3939.1102
11.2963 | 3973.201
11.307 | 3984.5817
11.3282 | 4007.3689
11.3388 | 4018.7752
11.4022 | 4087.39
11.4127 | 4098.855
11.4231 | 4110.3282
11.4336 | 4121.8097
11.4441 | 4133.2994
11.496 | 4190.8699
11.5167 | 4213.9545
11.5373 | 4237.0711
11.5476 | 4248.6412
11.5784 | 4283.399
11.6597 | 4376.4282
11.6698 | 4388.0913
11.6899 | 4411.4401
11.7 | 4423.1259
11.72 | 4446.5197
11.73 | 4458.2278
11.7499 | 4481.6662
11.7599 | 4493.3965
11.7797 | 4516.8789
11.7896 | 4528.6311
11.8094 | 4552.1571
11.8193 | 4563.9309
11.8487 | 4599.2952
11.8585 | 4611.0976
11.8976 | 4658.3773
11.9653 | 4741.384
11.9749 | 4753.2695
12.0323 | 4824.7234
12.1173 | 4932.3489
12.164 | 4992.3659
12.2104 | 5052.5397
12.2196 | 5064.593
12.4012 | 5306.9171

## Lomica
Python calibrated rating curve
Stage_in | Flow_gpm
0 | 0
0.125 | 0.28051
0.143 | 0.41975
0.152 | 0.5017
0.16 | 0.58174
0.162 | 0.60282
0.169 | 0.68009
0.17 | 0.69157
0.177 | 0.77508
0.179 | 0.79996
0.186 | 0.89067
0.187 | 0.90409
0.189 | 0.93129
0.194 | 1.0013
0.196 | 1.0302
0.197 | 1.0448
0.2 | 1.0893
0.203 | 1.135
0.204 | 1.1504
0.206 | 1.1817
0.212 | 1.2784
0.213 | 1.295
0.214 | 1.3116
0.215 | 1.3284
0.221 | 1.4319
0.223 | 1.4674
0.224 | 1.4853
0.23 | 1.5956
0.231 | 1.6144
0.233 | 1.6525
0.234 | 1.6717
0.235 | 1.691
0.238 | 1.7498
0.24 | 1.7897
0.241 | 1.8098
0.242 | 1.8301
0.247 | 1.9333
0.248 | 1.9544
0.25 | 1.9969
0.251 | 2.0183
0.255 | 2.1055
0.257 | 2.1498
0.258 | 2.1722
0.259 | 2.1947
0.264 | 2.3094
0.265 | 2.3327
0.267 | 2.3798
0.268 | 2.4035
0.273 | 2.5243
0.274 | 2.5489
0.275 | 2.5736
0.276 | 2.5984
0.281 | 2.7248
0.282 | 2.7505
0.284 | 2.8022
0.285 | 2.8283
0.291 | 2.9879
0.292 | 3.015
0.293 | 3.0423
0.299 | 3.2087
0.301 | 3.2653
0.302 | 3.2938
0.306 | 3.4093
0.307 | 3.4386
0.308 | 3.468
0.309 | 3.4975
0.311 | 3.557
0.312 | 3.587
0.316 | 3.7083
0.318 | 3.7698
0.319 | 3.8008
0.325 | 3.9899
0.326 | 4.0219
0.328 | 4.0864
0.333 | 4.2503
0.335 | 4.3169
0.336 | 4.3504
0.343 | 4.5892
0.345 | 4.6588
0.346 | 4.6938
0.347 | 4.729
0.351 | 4.8712
0.352 | 4.9072
0.353 | 4.9433
0.359 | 5.163
0.36 | 5.2002
0.362 | 5.275
0.366 | 5.4264
0.368 | 5.503
0.369 | 5.5416
0.37 | 5.5803
0.377 | 5.8556
0.379 | 5.9357
0.383 | 6.0977
0.384 | 6.1386
0.386 | 6.2209
0.387 | 6.2622
0.39 | 6.3873
0.392 | 6.4715
0.394 | 6.5563
0.396 | 6.6417
0.4 | 6.8145
0.403 | 6.9458
0.404 | 6.9898
0.412 | 7.3482
0.413 | 7.3938
0.42 | 7.7169
0.421 | 7.7638
0.427 | 8.0481
0.429 | 8.1442
0.43 | 8.1925
0.437 | 8.5351
0.438 | 8.5847
0.443 | 8.8351
0.445 | 8.9365
0.447 | 9.0385
0.451 | 9.2445
0.454 | 9.4008
0.455 | 9.4532
0.458 | 9.6114
0.462 | 9.8248
0.464 | 9.9324
0.468 | 10.1498
0.471 | 10.3146
0.472 | 10.3699
0.476 | 10.5926
0.477 | 10.6487
0.481 | 10.8749
0.482 | 10.9318
0.488 | 11.2771
0.49 | 11.3936
0.494 | 11.6286
0.495 | 11.6878
0.497 | 11.8066
0.498 | 11.8663
0.499 | 11.9262
0.507 | 12.4112
0.51 | 12.596
0.511 | 12.6579
0.515 | 12.9073
0.517 | 13.0331
0.522 | 13.3505
0.524 | 13.4786
0.527 | 13.6722
0.532 | 13.9983
0.533 | 14.0641
0.536 | 14.2624
0.538 | 14.3954
0.539 | 14.4622
0.541 | 14.5963
0.542 | 14.6637
0.546 | 14.9347
0.547 | 15.0029
0.549 | 15.1398
0.55 | 15.2086
0.551 | 15.2775
0.554 | 15.4853
0.555 | 15.5549
0.558 | 15.7648
0.559 | 15.8351
0.56 | 15.9056
0.562 | 16.0471
0.566 | 16.3323
0.567 | 16.404
0.568 | 16.4759
0.569 | 16.548
0.572 | 16.7654
0.573 | 16.8382
0.574 | 16.9112
0.575 | 16.9844
0.578 | 17.2049
0.579 | 17.2788
0.581 | 17.4271
0.582 | 17.5015
0.583 | 17.5761
0.584 | 17.6509
0.587 | 17.8763
0.59 | 18.1033
0.591 | 18.1793
0.592 | 18.2555
0.594 | 18.4085
0.6 | 18.8716
0.601 | 18.9495
0.602 | 19.0275
0.603 | 19.1057
0.604 | 19.184
0.606 | 19.3413
0.607 | 19.4202
0.608 | 19.4993
0.609 | 19.5786
0.61 | 19.6581
0.612 | 19.8175
0.613 | 19.8975
0.614 | 19.9777
0.617 | 20.2193
0.62 | 20.4626
0.622 | 20.6257
0.623 | 20.7075
0.626 | 20.954
0.629 | 21.2022
0.634 | 21.6195
0.636 | 21.7877
0.637 | 21.8721
0.638 | 21.9566
0.639 | 22.0413
0.64 | 22.1263
0.641 | 22.2114
0.643 | 22.3821
0.647 | 22.7258
0.648 | 22.8122
0.651 | 23.0725
0.653 | 23.2469
0.657 | 23.598
0.66 | 23.8632
0.662 | 24.0409
0.664 | 24.2194
0.667 | 24.4885
0.669 | 24.6689
0.671 | 24.8499
0.676 | 25.3058
0.677 | 25.3976
0.679 | 25.5816
0.683 | 25.9519
0.686 | 26.2316
0.688 | 26.419
0.689 | 26.5129
0.692 | 26.796
0.694 | 26.9856
0.697 | 27.2714
0.701 | 27.6551
0.703 | 27.8481
0.705 | 28.0418
0.708 | 28.3338
0.711 | 28.6274
0.712 | 28.7257
0.713 | 28.8241
0.716 | 29.1206
0.717 | 29.2198
0.719 | 29.4188
0.72 | 29.5185
0.722 | 29.7186
0.723 | 29.819
0.724 | 29.9195
0.728 | 30.3234
0.731 | 30.6284
0.734 | 30.935
0.737 | 31.2433
0.74 | 31.5533
0.743 | 31.865
0.745 | 32.0738
0.75 | 32.599
0.751 | 32.7046
0.754 | 33.0226
0.755 | 33.1289
0.756 | 33.2355
0.757 | 33.3422
0.76 | 33.6636
0.761 | 33.7711
0.762 | 33.8788
0.763 | 33.9867
0.764 | 34.0947
0.771 | 34.8566
0.774 | 35.1859
0.775 | 35.2961
0.776 | 35.4064
0.779 | 35.7386
0.78 | 35.8497
0.782 | 36.0725
0.783 | 36.1842
0.786 | 36.5204
0.788 | 36.7455
0.789 | 36.8583
0.79 | 36.9714
0.791 | 37.0846
0.796 | 37.6535
0.798 | 37.8824
0.799 | 37.9971
0.8 | 38.1121
0.803 | 38.458
0.804 | 38.5737
0.805 | 38.6896
0.806 | 38.8057
0.808 | 39.0384
0.811 | 39.3889
0.812 | 39.5062
0.813 | 39.6236
0.814 | 39.7412
0.817 | 40.0952
0.818 | 40.2136
0.821 | 40.5698
0.822 | 40.689
0.823 | 40.8083
0.825 | 41.0476
0.826 | 41.1675
0.827 | 41.2876
0.828 | 41.4079
0.83 | 41.6491
0.833 | 42.0123
0.834 | 42.1337
0.835 | 42.2554
0.837 | 42.4993
0.838 | 42.6215
0.839 | 42.7439
0.842 | 43.1123
0.844 | 43.3589
0.846 | 43.6062
0.848 | 43.8543
0.849 | 43.9787
0.851 | 44.2279
0.852 | 44.3529
0.853 | 44.478
0.854 | 44.6033
0.855 | 44.7288
0.856 | 44.8545
0.858 | 45.1064
0.859 | 45.2327
0.86 | 45.3592
0.861 | 45.4858
0.864 | 45.867
0.865 | 45.9944
0.866 | 46.122
0.868 | 46.3779
0.869 | 46.5061
0.87 | 46.6345
0.871 | 46.7631
0.873 | 47.0209
0.877 | 47.5387
0.879 | 47.7988
0.882 | 48.1904
0.883 | 48.3213
0.884 | 48.4524
0.885 | 48.5837
0.886 | 48.7152
0.888 | 48.9788
0.889 | 49.1109
0.89 | 49.2432
0.891 | 49.3757
0.892 | 49.5083
0.894 | 49.7742
0.895 | 49.9075
0.896 | 50.0409
0.897 | 50.1745
0.898 | 50.3084
0.899 | 50.4424
0.9 | 50.5766
0.901 | 50.711
0.902 | 50.8456
0.904 | 51.1154
0.907 | 51.5216
0.909 | 51.7933
0.91 | 51.9295
0.911 | 52.0658
0.912 | 52.2024
0.913 | 52.3391
0.914 | 52.4761
0.916 | 52.7505
0.917 | 52.8881
0.918 | 53.0258
0.92 | 53.3018
0.921 | 53.4401
0.923 | 53.7173
0.924 | 53.8562
0.925 | 53.9953
0.926 | 54.1345
0.927 | 54.274
0.928 | 54.4137
0.929 | 54.5535
0.93 | 54.6936
0.933 | 55.1149
0.935 | 55.3968
0.936 | 55.538
0.937 | 55.6794
0.938 | 55.8211
0.94 | 56.1049
0.941 | 56.2471
0.942 | 56.3895
0.943 | 56.5321
0.944 | 56.6749
0.946 | 56.961
0.947 | 57.1044
0.948 | 57.248
0.949 | 57.3917
0.95 | 57.5357
0.951 | 57.6798
0.953 | 57.9687
0.954 | 58.1135
0.955 | 58.2584
0.956 | 58.4035
0.957 | 58.5489
0.958 | 58.6944
0.959 | 58.8401
0.96 | 58.986
0.961 | 59.1321
0.963 | 59.4249
0.964 | 59.5716
0.965 | 59.7185
0.966 | 59.8656
0.967 | 60.0129
0.97 | 60.4559
0.971 | 60.6039
0.972 | 60.7522
0.973 | 60.9007
0.974 | 61.0493
0.975 | 61.1982
0.976 | 61.3472
0.977 | 61.4964
0.979 | 61.7955
0.982 | 62.2456
0.983 | 62.396
0.984 | 62.5466
0.985 | 62.6974
0.987 | 62.9996
0.988 | 63.151
0.989 | 63.3026
0.99 | 63.4544
0.992 | 63.7585
0.993 | 63.9109
0.994 | 64.0634
0.995 | 64.2162
0.997 | 64.5223
0.998 | 64.6757
0.999 | 64.8292
1 | 64.983
1.001 | 65.1369
1.002 | 65.291
1.004 | 65.5999
1.005 | 65.7546
1.006 | 65.9096
1.007 | 66.0647
1.008 | 66.22
1.009 | 66.3755
1.01 | 66.5312
1.012 | 66.8432
1.013 | 66.9995
1.014 | 67.156
1.015 | 67.3127
1.016 | 67.4696
1.017 | 67.6266
1.018 | 67.7839
1.019 | 67.9414
1.02 | 68.099
1.021 | 68.2569
1.023 | 68.5732
1.024 | 68.7317
1.025 | 68.8903
1.026 | 69.0492
1.027 | 69.2082
1.028 | 69.3675
1.029 | 69.5269
1.03 | 69.6865
1.031 | 69.8464
1.033 | 70.1666
1.034 | 70.327
1.035 | 70.4876
1.037 | 70.8094
1.038 | 70.9707
1.041 | 71.4554
1.044 | 71.942
1.045 | 72.1046
1.046 | 72.2674
1.048 | 72.5935
1.049 | 72.7569
1.05 | 72.9204
1.051 | 73.0842
1.052 | 73.2481
1.053 | 73.4123
1.054 | 73.5766
1.055 | 73.7412
1.056 | 73.9059
1.057 | 74.0709
1.061 | 74.7326
1.063 | 75.0646
1.064 | 75.2309
1.065 | 75.3974
1.067 | 75.7311
1.068 | 75.8982
1.069 | 76.0654
1.07 | 76.2329
1.072 | 76.5685
1.073 | 76.7366
1.074 | 76.9049
1.075 | 77.0734
1.076 | 77.242
1.077 | 77.4109
1.078 | 77.58
1.081 | 78.0884
1.082 | 78.2582
1.083 | 78.4283
1.084 | 78.5985
1.085 | 78.769
1.086 | 78.9396
1.087 | 79.1105
1.088 | 79.2815
1.089 | 79.4527
1.09 | 79.6242
1.091 | 79.7958
1.094 | 80.3119
1.095 | 80.4843
1.096 | 80.6569
1.097 | 80.8297
1.101 | 81.5229
1.102 | 81.6967
1.103 | 81.8707
1.104 | 82.0449
1.106 | 82.3938
1.107 | 82.5686
1.109 | 82.9187
1.11 | 83.0941
1.111 | 83.2697
1.112 | 83.4454
1.114 | 83.7976
1.115 | 83.9739
1.116 | 84.1505
1.117 | 84.3272
1.12 | 84.8586
1.121 | 85.0362
1.122 | 85.2139
1.127 | 86.1055
1.128 | 86.2844
1.129 | 86.4635
1.13 | 86.6428
1.133 | 87.1819
1.135 | 87.5423
1.136 | 87.7228
1.137 | 87.9035
1.138 | 88.0844
1.14 | 88.4467
1.142 | 88.8099
1.144 | 89.1738
1.145 | 89.3561
1.146 | 89.5385
1.147 | 89.7212
1.148 | 89.904
1.149 | 90.0871
1.151 | 90.4538
1.152 | 90.6374
1.153 | 90.8212
1.154 | 91.0053
1.155 | 91.1895
1.156 | 91.3739
1.157 | 91.5585
1.158 | 91.7434
1.16 | 92.1136
1.161 | 92.299
1.162 | 92.4846
1.163 | 92.6704
1.164 | 92.8564
1.165 | 93.0426
1.167 | 93.4156
1.168 | 93.6024
1.169 | 93.7894
1.17 | 93.9766
1.171 | 94.164
1.172 | 94.3515
1.174 | 94.7273
1.175 | 94.9154
1.176 | 95.1038
1.177 | 95.2924
1.18 | 95.8592
1.181 | 96.0486
1.182 | 96.2381
1.183 | 96.4279
1.185 | 96.808
1.187 | 97.1888
1.188 | 97.3796
1.19 | 97.7616
1.191 | 97.9529
1.193 | 98.3362
1.194 | 98.5281
1.195 | 98.7202
1.197 | 99.105
1.198 | 99.2977
1.199 | 99.4906
1.2 | 99.6836
1.201 | 99.8769
1.202 | 100.0704
1.203 | 100.2641
1.204 | 100.458
1.205 | 100.6521
1.206 | 100.8463
1.208 | 101.2355
1.209 | 101.4303
1.21 | 101.6254
1.213 | 102.2117
1.214 | 102.4076
1.215 | 102.6036
1.216 | 102.7999
1.218 | 103.1929
1.219 | 103.3898
1.22 | 103.5868
1.221 | 103.784
1.222 | 103.9814
1.223 | 104.179
1.224 | 104.3769
1.225 | 104.5749
1.226 | 104.7731
1.228 | 105.1701
1.229 | 105.3689
1.23 | 105.5679
1.231 | 105.7671
1.233 | 106.166
1.235 | 106.5658
1.236 | 106.766
1.237 | 106.9663
1.238 | 107.1669
1.239 | 107.3677
1.24 | 107.5686
1.242 | 107.9711
1.243 | 108.1727
1.244 | 108.3744
1.245 | 108.5764
1.247 | 108.9808
1.248 | 109.1834
1.25 | 109.589
1.253 | 110.199
1.256 | 110.8107
1.257 | 111.015
1.258 | 111.2195
1.261 | 111.8342
1.263 | 112.2449
1.265 | 112.6565
1.266 | 112.8626
1.268 | 113.2753
1.27 | 113.6888
1.271 | 113.8959
1.272 | 114.1031
1.273 | 114.3105
1.274 | 114.5182
1.275 | 114.726
1.278 | 115.3507
1.28 | 115.7681
1.281 | 115.9772
1.282 | 116.1864
1.283 | 116.3958
1.284 | 116.6054
1.286 | 117.0252
1.287 | 117.2354
1.288 | 117.4458
1.289 | 117.6563
1.29 | 117.8671
1.291 | 118.0781
1.292 | 118.2893
1.294 | 118.7122
1.298 | 119.5604
1.301 | 120.1987
1.302 | 120.4118
1.303 | 120.6251
1.304 | 120.8386
1.305 | 121.0524
1.307 | 121.4804
1.308 | 121.6947
1.311 | 122.3388
1.312 | 122.5539
1.313 | 122.7692
1.314 | 122.9847
1.315 | 123.2004
1.316 | 123.4162
1.32 | 124.2817
1.321 | 124.4986
1.323 | 124.9329
1.325 | 125.368
1.327 | 125.8038
1.328 | 126.0221
1.329 | 126.2405
1.331 | 126.6779
1.332 | 126.8969
1.333 | 127.1161
1.334 | 127.3355
1.335 | 127.5551
1.337 | 127.9949
1.338 | 128.2151
1.339 | 128.4355
1.34 | 128.6561
1.341 | 128.8768
1.342 | 129.0978
1.344 | 129.5403
1.345 | 129.7619
1.348 | 130.4277
1.349 | 130.6501
1.35 | 130.8726
1.351 | 131.0953
1.352 | 131.3182
1.354 | 131.7647
1.355 | 131.9882
1.356 | 132.2119
1.357 | 132.4358
1.358 | 132.6599
1.359 | 132.8842
1.36 | 133.1087
1.361 | 133.3333
1.362 | 133.5582
1.363 | 133.7833
1.364 | 134.0086
1.365 | 134.234
1.366 | 134.4597
1.367 | 134.6855
1.368 | 134.9116
1.371 | 135.5909
1.372 | 135.8177
1.374 | 136.272
1.377 | 136.9548
1.378 | 137.1828
1.379 | 137.411
1.38 | 137.6394
1.381 | 137.868
1.382 | 138.0968
1.383 | 138.3257
1.385 | 138.7843
1.386 | 139.0138
1.387 | 139.2436
1.39 | 139.934
1.391 | 140.1646
1.392 | 140.3953
1.393 | 140.6262
1.394 | 140.8573
1.396 | 141.3202
1.397 | 141.5519
1.399 | 142.0159
1.401 | 142.4806
1.402 | 142.7133
1.403 | 142.9462
1.406 | 143.646
1.408 | 144.1135
1.41 | 144.5818
1.411 | 144.8162
1.415 | 145.7559
1.416 | 145.9913
1.417 | 146.2269
1.418 | 146.4627
1.419 | 146.6986
1.42 | 146.9348
1.421 | 147.1712
1.422 | 147.4078
1.423 | 147.6445
1.424 | 147.8815
1.427 | 148.5935
1.43 | 149.3073
1.433 | 150.0229
1.435 | 150.5009
1.436 | 150.7402
1.437 | 150.9796
1.438 | 151.2193
1.44 | 151.6993
1.443 | 152.4206
1.445 | 152.9025
1.448 | 153.6268
1.449 | 153.8686
1.45 | 154.1106
1.451 | 154.3528
1.452 | 154.5952
1.453 | 154.8378
1.457 | 155.8101
1.458 | 156.0536
1.459 | 156.2974
1.46 | 156.5413
1.461 | 156.7855
1.462 | 157.0298
1.464 | 157.519
1.465 | 157.764
1.466 | 158.0091
1.469 | 158.7455
1.47 | 158.9914
1.471 | 159.2375
1.472 | 159.4838
1.474 | 159.9769
1.475 | 160.2237
1.478 | 160.9654
1.48 | 161.4609
1.482 | 161.9571
1.484 | 162.4541
1.485 | 162.7029
1.486 | 162.9518
1.487 | 163.201
1.489 | 163.6999
1.49 | 163.9497
1.491 | 164.1996
1.492 | 164.4497
1.493 | 164.7001
1.494 | 164.9506
1.495 | 165.2013
1.496 | 165.4522
1.497 | 165.7033
1.498 | 165.9546
1.5 | 166.4578
1.502 | 166.9617
1.503 | 167.214
1.507 | 168.2249
1.508 | 168.4781
1.509 | 168.7316
1.51 | 168.9852
1.512 | 169.493
1.514 | 170.0015
1.519 | 171.2763
1.52 | 171.5318
1.521 | 171.7876
1.522 | 172.0435
1.523 | 172.2996
1.524 | 172.5559
1.525 | 172.8124
1.526 | 173.0691
1.529 | 173.8403
1.531 | 174.3554
1.532 | 174.6133
1.533 | 174.8713
1.534 | 175.1295
1.537 | 175.9054
1.538 | 176.1643
1.539 | 176.4235
1.54 | 176.6829
1.541 | 176.9425
1.542 | 177.2023
1.543 | 177.4622
1.544 | 177.7224
1.546 | 178.2432
1.548 | 178.7649
1.55 | 179.2873
1.551 | 179.5488
1.552 | 179.8105
1.553 | 180.0723
1.554 | 180.3344
1.555 | 180.5967
1.556 | 180.8591
1.557 | 181.1218
1.558 | 181.3846
1.559 | 181.6476
1.56 | 181.9108
1.561 | 182.1742
1.562 | 182.4378
1.563 | 182.7016
1.565 | 183.2298
1.568 | 184.0235
1.569 | 184.2884
1.575 | 185.8821
1.576 | 186.1484
1.577 | 186.4148
1.579 | 186.9484
1.581 | 187.4826
1.582 | 187.7501
1.585 | 188.5535
1.586 | 188.8217
1.588 | 189.3586
1.589 | 189.6274
1.591 | 190.1655
1.595 | 191.244
1.598 | 192.0549
1.599 | 192.3256
1.6 | 192.5964
1.604 | 193.6818
1.606 | 194.2256
1.607 | 194.4978
1.608 | 194.7702
1.609 | 195.0428
1.61 | 195.3156
1.612 | 195.8617
1.613 | 196.135
1.615 | 196.6823
1.616 | 196.9562
1.619 | 197.7791
1.62 | 198.0538
1.622 | 198.6037
1.623 | 198.8789
1.624 | 199.1544
1.625 | 199.43
1.628 | 200.258
1.629 | 200.5344
1.631 | 201.0877
1.633 | 201.6418
1.634 | 201.9192
1.637 | 202.7523
1.639 | 203.3087
1.641 | 203.8659
1.643 | 204.4237
1.644 | 204.703
1.645 | 204.9824
1.646 | 205.262
1.647 | 205.5418
1.648 | 205.8218
1.649 | 206.102
1.654 | 207.5057
1.656 | 208.0686
1.659 | 208.9142
1.66 | 209.1965
1.662 | 209.7616
1.663 | 210.0444
1.664 | 210.3274
1.665 | 210.6106
1.666 | 210.894
1.668 | 211.4614
1.669 | 211.7454
1.67 | 212.0295
1.672 | 212.5984
1.673 | 212.8831
1.674 | 213.168
1.676 | 213.7384
1.677 | 214.0239
1.678 | 214.3096
1.682 | 215.4541
1.683 | 215.7407
1.684 | 216.0275
1.686 | 216.6017
1.687 | 216.8891
1.688 | 217.1766
1.689 | 217.4644
1.69 | 217.7523
1.693 | 218.6172
1.696 | 219.4838
1.697 | 219.7731
1.698 | 220.0625
1.7 | 220.6419
1.703 | 221.5125
1.704 | 221.8031
1.705 | 222.0938
1.706 | 222.3847
1.707 | 222.6759
1.708 | 222.9672
1.71 | 223.5504
1.711 | 223.8423
1.713 | 224.4266
1.714 | 224.719
1.718 | 225.8907
1.72 | 226.4776
1.721 | 226.7714
1.722 | 227.0653
1.724 | 227.6538
1.726 | 228.243
1.728 | 228.8329
1.73 | 229.4236
1.734 | 230.6073
1.735 | 230.9037
1.736 | 231.2002
1.737 | 231.497
1.742 | 232.9836
1.744 | 233.5795
1.745 | 233.8778
1.746 | 234.1762
1.749 | 235.0726
1.751 | 235.6712
1.752 | 235.9708
1.753 | 236.2705
1.754 | 236.5704
1.755 | 236.8705
1.756 | 237.1709
1.757 | 237.4713
1.758 | 237.772
1.759 | 238.0729
1.76 | 238.3739
1.762 | 238.9766
1.763 | 239.2782
1.768 | 240.7891
1.769 | 241.0918
1.77 | 241.3947
1.771 | 241.6978
1.773 | 242.3046
1.774 | 242.6082
1.775 | 242.9121
1.776 | 243.2161
1.778 | 243.8247
1.779 | 244.1293
1.78 | 244.4341
1.783 | 245.3495
1.784 | 245.655
1.785 | 245.9607
1.787 | 246.5727
1.788 | 246.879
1.79 | 247.492
1.791 | 247.7989
1.793 | 248.4131
1.794 | 248.7204
1.797 | 249.6437
1.798 | 249.9518
1.801 | 250.8772
1.804 | 251.8044
1.806 | 252.4234
1.807 | 252.7332
1.808 | 253.0431
1.81 | 253.6636
1.811 | 253.9741
1.812 | 254.2848
1.814 | 254.9068
1.815 | 255.2181
1.818 | 256.153
1.82 | 256.7772
1.822 | 257.4021
1.823 | 257.7148
1.824 | 258.0278
1.825 | 258.3409
1.826 | 258.6542
1.829 | 259.5951
1.83 | 259.9092
1.832 | 260.5378
1.833 | 260.8524
1.835 | 261.4821
1.836 | 261.7972
1.838 | 262.4281
1.839 | 262.7438
1.84 | 263.0596
1.841 | 263.3757
1.842 | 263.6919
1.845 | 264.6418
1.849 | 265.9108
1.85 | 266.2285
1.851 | 266.5464
1.852 | 266.8645
1.854 | 267.5012
1.856 | 268.1386
1.861 | 269.7355
1.867 | 271.6577
1.868 | 271.9787
1.87 | 272.6213
1.871 | 272.9429
1.872 | 273.2646
1.875 | 274.231
1.876 | 274.5535
1.878 | 275.199
1.879 | 275.522
1.88 | 275.8452
1.883 | 276.816
1.884 | 277.1399
1.885 | 277.464
1.886 | 277.7883
1.887 | 278.1128
1.888 | 278.4375
1.894 | 280.3894
1.896 | 281.0415
1.898 | 281.6943
1.899 | 282.021
1.9 | 282.3478
1.901 | 282.6749
1.902 | 283.0021
1.903 | 283.3295
1.905 | 283.9849
1.912 | 286.2844
1.92 | 288.9233
1.921 | 289.254
1.923 | 289.9159
1.926 | 290.9101
1.928 | 291.5739
1.93 | 292.2383
1.931 | 292.5708
1.932 | 292.9035
1.933 | 293.2363
1.934 | 293.5694
1.935 | 293.9026
1.936 | 294.236
1.937 | 294.5696
1.943 | 296.5749
1.944 | 296.9097
1.947 | 297.9154
1.949 | 298.5867
1.95 | 298.9226
1.951 | 299.2587
1.956 | 300.942
1.957 | 301.2792
1.959 | 301.9542
1.96 | 302.2919
1.961 | 302.6298
1.963 | 303.3062
1.964 | 303.6446
1.966 | 304.3221
1.97 | 305.6792
1.973 | 306.6989
1.975 | 307.3796
1.977 | 308.061
1.981 | 309.426
1.982 | 309.7677
1.983 | 310.1095
1.984 | 310.4516
1.985 | 310.7938
1.986 | 311.1362
1.987 | 311.4788
1.99 | 312.5077
1.992 | 313.1945
1.994 | 313.882
1.995 | 314.226
1.996 | 314.5702
1.999 | 315.6039
2 | 315.9489
2.001 | 316.294
2.002 | 316.6392
2.003 | 316.9847
2.005 | 317.6761
2.008 | 318.7147
2.009 | 319.0612
2.01 | 319.4079
2.011 | 319.7548
2.012 | 320.1019
2.013 | 320.4491
2.014 | 320.7965
2.015 | 321.1441
2.016 | 321.4919
2.019 | 322.5363
2.02 | 322.8848
2.023 | 323.9314
2.025 | 324.63
2.026 | 324.9795
2.03 | 326.3795
2.031 | 326.73
2.033 | 327.4314
2.034 | 327.7824
2.037 | 328.8364
2.038 | 329.1881
2.039 | 329.54
2.041 | 330.2443
2.042 | 330.5967
2.044 | 331.3021
2.046 | 332.0081
2.047 | 332.3614
2.049 | 333.0685
2.05 | 333.4223
2.051 | 333.7764
2.052 | 334.1305
2.056 | 335.549
2.057 | 335.9041
2.058 | 336.2593
2.059 | 336.6147
2.06 | 336.9703
2.062 | 337.6821
2.063 | 338.0382
2.064 | 338.3945
2.065 | 338.751
2.066 | 339.1076
2.067 | 339.4645
2.068 | 339.8215
2.07 | 340.536
2.073 | 341.6092
2.074 | 341.9672
2.077 | 343.0425
2.079 | 343.7602
2.08 | 344.1194
2.082 | 344.8381
2.083 | 345.1978
2.084 | 345.5576
2.085 | 345.9176
2.086 | 346.2778
2.087 | 346.6382
2.088 | 346.9987
2.09 | 347.7203
2.091 | 348.0814
2.093 | 348.804
2.096 | 349.8893
2.097 | 350.2514
2.098 | 350.6137
2.099 | 350.9762
2.101 | 351.7017
2.103 | 352.4278
2.105 | 353.1547
2.106 | 353.5184
2.107 | 353.8823
2.108 | 354.2463
2.11 | 354.9749
2.111 | 355.3395
2.112 | 355.7043
2.113 | 356.0692
2.114 | 356.4343
2.115 | 356.7995
2.118 | 357.8964
2.119 | 358.2624
2.12 | 358.6285
2.121 | 358.9949
2.122 | 359.3614
2.124 | 360.0949
2.129 | 361.9317
2.131 | 362.6677
2.132 | 363.0359
2.133 | 363.4043
2.134 | 363.7729
2.137 | 364.8797
2.139 | 365.6185
2.141 | 366.3579
2.143 | 367.0981
2.144 | 367.4684
2.145 | 367.8389
2.147 | 368.5804
2.153 | 370.8092
2.154 | 371.1813
2.156 | 371.9259
2.157 | 372.2985
2.158 | 372.6713
2.165 | 375.2855
2.166 | 375.6596
2.168 | 376.4084
2.17 | 377.158
2.172 | 377.9082
2.173 | 378.2835
2.174 | 378.6591
2.177 | 379.7867
2.179 | 380.5393
2.18 | 380.9159
2.181 | 381.2926
2.183 | 382.0466
2.185 | 382.8013
2.186 | 383.1789
2.187 | 383.5567
2.188 | 383.9347
2.189 | 384.3128
2.19 | 384.6911
2.193 | 385.827
2.195 | 386.5851
2.196 | 386.9645
2.198 | 387.7236
2.2 | 388.4835
2.201 | 388.8637
2.202 | 389.244
2.203 | 389.6246
2.204 | 390.0053
2.205 | 390.3862
2.207 | 391.1484
2.209 | 391.9114
2.21 | 392.2931
2.212 | 393.0571
2.216 | 394.5871
2.217 | 394.97
2.218 | 395.3531
2.219 | 395.7364
2.222 | 396.8873
2.225 | 398.0397
2.226 | 398.4241
2.227 | 398.8088
2.228 | 399.1936
2.23 | 399.9638
2.233 | 401.1203
2.234 | 401.5061
2.235 | 401.8921
2.237 | 402.6646
2.239 | 403.4379
2.24 | 403.8247
2.242 | 404.599
2.243 | 404.9863
2.244 | 405.3739
2.246 | 406.1495
2.248 | 406.9258
2.25 | 407.7027
2.251 | 408.0915
2.255 | 409.6481
2.256 | 410.0377
2.257 | 410.4275
2.258 | 410.8174
2.259 | 411.2075
2.26 | 411.5978
2.261 | 411.9882
2.263 | 412.7696
2.264 | 413.1605
2.269 | 415.1178
2.274 | 417.0793
2.275 | 417.4721
2.276 | 417.8651
2.277 | 418.2582
2.278 | 418.6516
2.279 | 419.045
2.28 | 419.4387
2.283 | 420.6207
2.284 | 421.015
2.285 | 421.4095
2.286 | 421.8042
2.287 | 422.199
2.289 | 422.9892
2.292 | 424.1757
2.294 | 424.9676
2.296 | 425.7601
2.297 | 426.1566
2.299 | 426.9502
2.302 | 428.1418
2.303 | 428.5393
2.304 | 428.937
2.307 | 430.1311
2.308 | 430.5295
2.31 | 431.3267
2.311 | 431.7256
2.312 | 432.1247
2.313 | 432.5239
2.314 | 432.9233
2.317 | 434.1224
2.318 | 434.5225
2.321 | 435.7236
2.324 | 436.9263
2.325 | 437.3275
2.329 | 438.9341
2.33 | 439.3361
2.331 | 439.7384
2.332 | 440.1408
2.334 | 440.946
2.335 | 441.3489
2.339 | 442.9622
2.34 | 443.3659
2.345 | 445.3871
2.348 | 446.6017
2.35 | 447.4124
2.351 | 447.8179
2.352 | 448.2237
2.354 | 449.0356
2.357 | 450.2548
2.358 | 450.6615
2.359 | 451.0684
2.363 | 452.6976
2.367 | 454.3295
2.37 | 455.5552
2.372 | 456.3731
2.373 | 456.7823
2.374 | 457.1917
2.375 | 457.6013
2.377 | 458.4208
2.379 | 459.2411
2.381 | 460.062
2.382 | 460.4727
2.384 | 461.2946
2.385 | 461.7058
2.389 | 463.3522
2.39 | 463.7643
2.393 | 465.0013
2.394 | 465.414
2.395 | 465.8268
2.398 | 467.0664
2.4 | 467.8936
2.402 | 468.7214
2.406 | 470.379
2.407 | 470.7939
2.408 | 471.2088
2.409 | 471.624
2.41 | 472.0393
2.411 | 472.4548
2.413 | 473.2862
2.42 | 476.2015
2.422 | 477.0359
2.423 | 477.4533
2.425 | 478.2887
2.429 | 479.9614
2.431 | 480.7988
2.432 | 481.2177
2.433 | 481.6368
2.434 | 482.056
2.436 | 482.895
2.437 | 483.3147
2.439 | 484.1547
2.442 | 485.4158
2.443 | 485.8366
2.444 | 486.2574
2.445 | 486.6785
2.446 | 487.0997
2.447 | 487.521
2.448 | 487.9426
2.449 | 488.3643
2.452 | 489.6303
2.453 | 490.0526
2.454 | 490.4751
2.455 | 490.8978
2.456 | 491.3206
2.457 | 491.7436
2.459 | 492.5901
2.463 | 494.285
2.464 | 494.7091
2.465 | 495.1334
2.466 | 495.5578
2.467 | 495.9824
2.47 | 497.2573
2.473 | 498.5335
2.474 | 498.9593
2.475 | 499.3852
2.48 | 501.5171
2.481 | 501.944
2.484 | 503.2256
2.485 | 503.6531
2.493 | 507.0791
2.494 | 507.5081
2.495 | 507.9372
2.496 | 508.3665
2.502 | 510.9457
2.504 | 511.8067
2.505 | 512.2374
2.506 | 512.6683
2.507 | 513.0994
2.51 | 514.3935
2.516 | 516.9862
2.517 | 517.4188
2.518 | 517.8517
2.519 | 518.2847
2.52 | 518.7178
2.523 | 520.0182
2.524 | 520.452
2.526 | 521.3201
2.527 | 521.7543
2.531 | 523.493
2.532 | 523.9281
2.534 | 524.7987
2.537 | 526.1058
2.539 | 526.978
2.54 | 527.4143
2.541 | 527.8508
2.543 | 528.7243
2.545 | 529.5984
2.546 | 530.0357
2.548 | 530.9108
2.549 | 531.3485
2.552 | 532.6628
2.553 | 533.1012
2.554 | 533.5398
2.556 | 534.4174
2.562 | 537.054
2.563 | 537.494
2.564 | 537.9342
2.567 | 539.2556
2.574 | 542.3444
2.577 | 543.6706
2.579 | 544.5555
2.581 | 545.441
2.582 | 545.884
2.583 | 546.3271
2.584 | 546.7704
2.585 | 547.2139
2.586 | 547.6575
2.587 | 548.1013
2.588 | 548.5453
2.589 | 548.9894
2.593 | 550.7673
2.598 | 552.9933
2.6 | 553.8849
2.602 | 554.777
2.604 | 555.6697
2.61 | 558.3518
2.614 | 560.1429
2.622 | 563.7327
2.623 | 564.1822
2.626 | 565.5314
2.627 | 565.9815
2.629 | 566.882
2.63 | 567.3326
2.631 | 567.7832
2.634 | 569.1362
2.637 | 570.4906
2.638 | 570.9423
2.64 | 571.8464
2.644 | 573.6562
2.645 | 574.1091
2.646 | 574.5621
2.652 | 577.2834
2.655 | 578.6462
2.659 | 580.4653
2.661 | 581.3759
2.665 | 583.1988
2.668 | 584.5675
2.671 | 585.9377
2.672 | 586.3948
2.689 | 594.1879
2.69 | 594.6477
2.692 | 595.5678
2.7 | 599.2542
2.701 | 599.7157
2.704 | 601.1011
2.705 | 601.5632
2.707 | 602.4879
2.708 | 602.9505
2.711 | 604.3391
2.712 | 604.8022
2.713 | 605.2656
2.714 | 605.729
2.715 | 606.1927
2.716 | 606.6565
2.717 | 607.1204
2.72 | 608.5131
2.722 | 609.4424
2.723 | 609.9072
2.724 | 610.3722
2.725 | 610.8374
2.726 | 611.3027
2.73 | 613.1655
2.732 | 614.0978
2.74 | 617.833
2.741 | 618.3006
2.742 | 618.7683
2.743 | 619.2362
2.747 | 621.1093
2.749 | 622.0468
2.757 | 625.8026
2.758 | 626.2728
2.762 | 628.1549
2.765 | 629.5681
2.766 | 630.0395
2.77 | 631.9265
2.775 | 634.2886
2.778 | 635.7076
2.779 | 636.181
2.789 | 640.9224
2.79 | 641.3974
2.795 | 643.7745
2.796 | 644.2504
2.798 | 645.2026
2.799 | 645.6789
2.8 | 646.1554
2.806 | 649.0173
2.807 | 649.4948
2.81 | 650.9283
2.813 | 652.363
2.818 | 654.7573
2.819 | 655.2366
2.82 | 655.7161
2.821 | 656.1957
2.829 | 660.0378
2.83 | 660.5187
2.832 | 661.481
2.841 | 665.8188
2.843 | 666.7843
2.85 | 670.1685
2.858 | 674.0449
2.862 | 675.9867
2.863 | 676.4725
2.866 | 677.9308
2.871 | 680.3642
2.878 | 683.7772
2.883 | 686.2194
2.884 | 686.7083
2.889 | 689.1549
2.895 | 692.0956
2.896 | 692.5863
2.897 | 693.077
2.905 | 697.0085
2.915 | 701.936
2.917 | 702.9232
2.92 | 704.4051
2.923 | 705.8884
2.925 | 706.8779
2.927 | 707.8681
2.929 | 708.8588
2.94 | 714.318
2.941 | 714.8151
2.943 | 715.8099
2.944 | 716.3074
2.947 | 717.8011
2.951 | 719.7946
2.954 | 721.2912
2.957 | 722.7892
2.958 | 723.2888
2.966 | 727.2907
2.967 | 727.7916
2.969 | 728.7938
2.974 | 731.3018
2.976 | 732.306
2.977 | 732.8084
2.98 | 734.3162
2.985 | 736.832
2.988 | 738.3433
2.994 | 741.3696
2.997 | 742.8846
3.001 | 744.9067
3.002 | 745.4126
3.006 | 747.4375
3.009 | 748.9577
3.014 | 751.4941
3.016 | 752.5097
3.018 | 753.5258
3.023 | 756.0686
3.024 | 756.5776
3.029 | 759.1246
3.032 | 760.6545
3.037 | 763.2072
3.039 | 764.2292
3.04 | 764.7404
3.041 | 765.2518
3.042 | 765.7633
3.045 | 767.2987
3.055 | 772.4258
3.056 | 772.9392
3.059 | 774.4805
3.063 | 776.5375
3.071 | 780.6581
3.076 | 783.238
3.08 | 785.3044
3.081 | 785.8214
3.082 | 786.3385
3.084 | 787.3731
3.085 | 787.8906
3.091 | 790.9986
3.095 | 793.0733
3.097 | 794.1115
3.1 | 795.6699
3.108 | 799.8315
3.109 | 800.3523
3.123 | 807.6584
3.125 | 808.7043
3.132 | 812.3693
3.133 | 812.8934
3.141 | 817.0913
3.143 | 818.1422
3.156 | 824.986
3.162 | 828.1524
3.163 | 828.6806
3.169 | 831.8527
3.172 | 833.4406
3.173 | 833.9702
3.185 | 840.3356
3.186 | 840.8669
3.187 | 841.3984
3.193 | 844.59
3.195 | 845.6549
3.198 | 847.2533
3.2 | 848.3196
3.208 | 852.5901
3.213 | 855.2636
3.214 | 855.7987
3.218 | 857.9404
3.22 | 859.012
3.226 | 862.2302
3.228 | 863.304
3.229 | 863.8411
3.232 | 865.4531
3.238 | 868.6809
3.242 | 870.8354
3.243 | 871.3743
3.245 | 872.4527
3.25 | 875.1508
3.254 | 877.3116
3.259 | 880.0157
3.269 | 885.4337
3.272 | 887.0617
3.28 | 891.4088
3.29 | 896.8545
3.299 | 901.7669
3.308 | 906.6898
3.31 | 907.7852
3.313 | 909.4293
3.315 | 910.5261
3.316 | 911.0746
3.329 | 918.2177
3.334 | 920.9709
3.339 | 923.7273
3.342 | 925.3827
3.344 | 926.487
3.345 | 927.0393
3.347 | 928.1443
3.352 | 930.9091
3.363 | 937.003
3.367 | 939.2229
3.368 | 939.7782
3.38 | 946.4515
3.39 | 952.0267
3.393 | 953.7017
3.401 | 958.1741
3.406 | 960.9735
3.409 | 962.6547
3.417 | 967.1433
3.419 | 968.2667
3.423 | 970.5151
3.427 | 972.7655
3.447 | 984.0477
3.448 | 984.6132
3.457 | 989.7077
3.458 | 990.2744
3.464 | 993.6771
3.472 | 998.2211
3.474 | 999.3583
3.482 | 1003.9123
3.484 | 1005.052
3.485 | 1005.622
3.5 | 1014.1877
3.508 | 1018.7674
3.513 | 1021.6337
3.518 | 1024.5031
3.534 | 1033.7059
3.543 | 1038.8963
3.546 | 1040.6286
3.562 | 1049.8861
3.566 | 1052.2054
3.571 | 1055.1072
3.575 | 1057.4308
3.58 | 1060.338
3.581 | 1060.9198
3.582 | 1061.5018
3.584 | 1062.666
3.593 | 1067.911
3.598 | 1070.8291
3.604 | 1074.3348
3.605 | 1074.9195
3.607 | 1076.0892
3.612 | 1079.0157
3.617 | 1081.9453
3.618 | 1082.5315
3.622 | 1084.8777
3.625 | 1086.6387
3.632 | 1090.7517
3.637 | 1093.6931
3.639 | 1094.8705
3.654 | 1103.7162
3.66 | 1107.2619
3.667 | 1111.404
3.669 | 1112.5885
3.674 | 1115.5519
3.679 | 1118.5181
3.682 | 1120.2993
3.687 | 1123.2703
3.69 | 1125.0543
3.694 | 1127.4346
3.697 | 1129.221
3.699 | 1130.4126
3.701 | 1131.6046
3.704 | 1133.3935
3.706 | 1134.5867
3.716 | 1140.5596
3.718 | 1141.7556
3.726 | 1146.5441
3.729 | 1148.3418
3.73 | 1148.9412
3.732 | 1150.1404
3.74 | 1154.942
3.748 | 1159.7509
3.75 | 1160.9543
3.776 | 1176.6401
3.777 | 1177.2449
3.779 | 1178.4549
3.785 | 1182.0878
3.787 | 1183.2996
3.793 | 1186.9379
3.797 | 1189.3657
3.798 | 1189.973
3.801 | 1191.7954
3.802 | 1192.4031
3.821 | 1203.9707
3.827 | 1207.6321
3.83 | 1209.4643
3.831 | 1210.0753
3.837 | 1213.7435
3.841 | 1216.1911
3.842 | 1216.8033
3.845 | 1218.6406
3.855 | 1224.7722
3.863 | 1229.6854
3.864 | 1230.3001
3.865 | 1230.9149
3.873 | 1235.837
3.887 | 1244.4679
3.892 | 1247.5557
3.896 | 1250.0278
3.907 | 1256.8354
3.908 | 1257.4549
3.918 | 1263.6562
3.921 | 1265.5188
3.922 | 1266.1399
3.924 | 1267.3823
3.927 | 1269.2468
3.937 | 1275.469
3.942 | 1278.5841
3.944 | 1279.831
3.949 | 1282.9499
3.95 | 1283.574
3.953 | 1285.4471
3.962 | 1291.072
3.963 | 1291.6975
3.97 | 1296.0792
3.971 | 1296.7056
3.975 | 1299.2123
3.979 | 1301.7207
3.98 | 1302.348
3.986 | 1306.1145
3.991 | 1309.2561
3.998 | 1313.659
4.007 | 1319.3275
4.013 | 1323.1113
4.018 | 1326.2674
4.021 | 1328.1623
4.026 | 1331.3227
4.029 | 1333.2202
4.034 | 1336.3848
4.035 | 1337.018
4.038 | 1338.9184
4.043 | 1342.0877
4.065 | 1356.0643
4.07 | 1359.2479
4.071 | 1359.8849
4.077 | 1363.7093
4.078 | 1364.3471
4.091 | 1372.6476
4.093 | 1373.9262
4.097 | 1376.4845
4.098 | 1377.1244
4.101 | 1379.0446
4.104 | 1380.9657
4.114 | 1387.3762
4.115 | 1388.0178
4.116 | 1388.6595
4.127 | 1395.7252
4.137 | 1402.1595
4.147 | 1408.604
4.148 | 1409.249
4.156 | 1414.4128
4.159 | 1416.3509
4.16 | 1416.9972
4.161 | 1417.6435
4.162 | 1418.29
4.166 | 1420.8768
4.167 | 1421.5237
4.169 | 1422.8179
4.175 | 1426.703
4.176 | 1427.3509
4.181 | 1430.5918
4.183 | 1431.8889
4.187 | 1434.4842
4.191 | 1437.0812
4.195 | 1439.6798
4.197 | 1440.9797
4.206 | 1446.8342
4.209 | 1448.7876
4.21 | 1449.4389
4.211 | 1450.0903
4.222 | 1457.2625
4.233 | 1464.4468
4.242 | 1470.3338
4.248 | 1474.263
4.252 | 1476.8845
4.258 | 1480.8196
4.275 | 1491.9886
4.283 | 1497.2545
4.289 | 1501.208
4.294 | 1504.5053
4.308 | 1513.7508
4.316 | 1519.0426
4.318 | 1520.3665
4.322 | 1523.0155
4.336 | 1532.2993
4.343 | 1536.9483
4.353 | 1543.5979
4.354 | 1544.2634
4.356 | 1545.5947
4.368 | 1553.5905
4.377 | 1559.5964
4.378 | 1560.2642
4.384 | 1564.273
4.389 | 1567.6163
4.401 | 1575.65
4.405 | 1578.3309
4.406 | 1579.0014
4.411 | 1582.3552
4.414 | 1584.3686
4.415 | 1585.0399
4.418 | 1587.0544
4.419 | 1587.7262
4.42 | 1588.3979
4.424 | 1591.0861
4.432 | 1596.4669
4.438 | 1600.5064
4.442 | 1603.2014
4.445 | 1605.2235
4.454 | 1611.2951
4.455 | 1611.9702
4.466 | 1619.4024
4.467 | 1620.0786
4.468 | 1620.7549
4.471 | 1622.7843
4.472 | 1623.461
4.474 | 1624.8146
4.475 | 1625.4916
4.479 | 1628.2003
4.481 | 1629.5553
4.483 | 1630.9106
4.492 | 1637.014
4.494 | 1638.3714
4.495 | 1639.0502
4.5 | 1642.4456
4.502 | 1643.8044
4.514 | 1651.9651
4.515 | 1652.6457
4.52 | 1656.0504
4.534 | 1665.5955
4.535 | 1666.278
4.549 | 1675.8424
4.55 | 1676.5262
4.554 | 1679.2626
4.555 | 1679.9469
4.557 | 1681.3158
4.559 | 1682.685
4.561 | 1684.0546
4.566 | 1687.4802
4.567 | 1688.1656
4.57 | 1690.2223
4.574 | 1692.9659
4.576 | 1694.3382
4.579 | 1696.3974
4.584 | 1699.8311
4.587 | 1701.8925
4.591 | 1704.6421
4.592 | 1705.3298
4.594 | 1706.7054
4.601 | 1711.5227
4.606 | 1714.9663
4.61 | 1717.7228
4.611 | 1718.4121
4.614 | 1720.4807
4.618 | 1723.2401
4.622 | 1726.0009
4.624 | 1727.3818
4.625 | 1728.0724
4.636 | 1735.6748
4.64 | 1738.442
4.645 | 1741.9029
4.647 | 1743.2879
4.651 | 1746.059
4.654 | 1748.1382
4.655 | 1748.8315
4.656 | 1749.5248
4.663 | 1754.3807
4.669 | 1758.5463
4.673 | 1761.3251
4.674 | 1762.02
4.689 | 1772.4543
4.693 | 1775.2401
4.694 | 1775.9368
4.695 | 1776.6335
4.697 | 1778.0273
4.703 | 1782.2107
4.704 | 1782.9083
4.705 | 1783.6059
4.706 | 1784.3036
4.708 | 1785.6993
4.724 | 1796.8772
4.729 | 1800.3749
4.746 | 1812.283
4.747 | 1812.9842
4.749 | 1814.387
4.754 | 1817.8954
4.756 | 1819.2993
4.759 | 1821.4059
4.761 | 1822.8107
4.764 | 1824.9186
4.766 | 1826.3242
4.768 | 1827.7302
4.772 | 1830.5433
4.775 | 1832.6539
4.779 | 1835.4693
4.78 | 1836.1734
4.786 | 1840.3996
4.787 | 1841.1042
4.791 | 1843.9237
4.792 | 1844.6288
4.793 | 1845.3339
4.794 | 1846.0392
4.798 | 1848.861
4.8 | 1850.2725
4.803 | 1852.3903
4.805 | 1853.8025
4.806 | 1854.5088
4.807 | 1855.2151
4.814 | 1860.1619
4.824 | 1867.2359
4.825 | 1867.9438
4.826 | 1868.6517
4.828 | 1870.0678
4.831 | 1872.1927
4.833 | 1873.6096
4.834 | 1874.3183
4.835 | 1875.0269
4.838 | 1877.1535
4.84 | 1878.5717
4.843 | 1880.6995
4.844 | 1881.409
4.853 | 1887.7977
4.857 | 1890.6393
4.861 | 1893.4823
4.864 | 1895.6153
4.866 | 1897.0378
4.867 | 1897.7491
4.868 | 1898.4606
4.875 | 1903.443
4.877 | 1904.8672
4.883 | 1909.142
4.888 | 1912.7067
4.892 | 1915.5598
4.893 | 1916.2733
4.896 | 1918.4143
4.898 | 1919.842
4.9 | 1921.2701
4.901 | 1921.9842
4.906 | 1925.5562
4.909 | 1927.7004
4.915 | 1931.991
4.916 | 1932.7063
4.918 | 1934.1373
4.921 | 1936.2844
4.925 | 1939.1484
4.932 | 1944.1634
4.935 | 1946.314
4.936 | 1947.031
4.945 | 1953.4876
4.946 | 1954.2054
4.948 | 1955.6413
4.952 | 1958.514
4.954 | 1959.9508
4.955 | 1960.6694
4.96 | 1964.2633
4.962 | 1965.7014
4.965 | 1967.8592
4.968 | 1970.0177
4.969 | 1970.7373
4.973 | 1973.6168
4.974 | 1974.3369
4.976 | 1975.7772
4.984 | 1981.5419
4.987 | 1983.705
4.995 | 1989.4767
5 | 1993.0866
5.001 | 1993.8088
5.003 | 1995.2535
5.005 | 1996.6985
5.008 | 1998.8665
5.01 | 2000.3123
5.014 | 2003.2048
5.015 | 2003.9282
5.019 | 2006.8223
5.02 | 2007.546
5.022 | 2008.9937
5.023 | 2009.7176
5.026 | 2011.89
5.027 | 2012.6143
5.03 | 2014.7876
5.034 | 2017.6864
5.035 | 2018.4113
5.037 | 2019.8613
5.042 | 2023.4878
5.049 | 2028.5682
5.05 | 2029.2943
5.051 | 2030.0205
5.052 | 2030.7467
5.054 | 2032.1994
5.055 | 2032.9259
5.057 | 2034.3791
5.061 | 2037.2864
5.066 | 2040.9223
5.067 | 2041.6497
5.073 | 2046.0158
5.075 | 2047.4717
5.078 | 2049.6563
5.079 | 2050.3847
5.08 | 2051.1131
5.082 | 2052.5702
5.084 | 2054.0275
5.086 | 2055.4852
5.088 | 2056.9432
5.091 | 2059.1308
5.092 | 2059.8602
5.095 | 2062.0487
5.101 | 2066.4278
5.102 | 2067.1579
5.107 | 2070.8097
5.109 | 2072.2709
5.11 | 2073.0017
5.117 | 2078.119
5.118 | 2078.8504
5.121 | 2081.0449
5.124 | 2083.2401
5.125 | 2083.972
5.128 | 2086.1681
5.134 | 2090.5624
5.135 | 2091.2951
5.138 | 2093.4935
5.139 | 2094.2264
5.146 | 2099.3593
5.147 | 2100.0929
5.148 | 2100.8265
5.152 | 2103.7618
5.154 | 2105.23
5.163 | 2111.8403
5.164 | 2112.5751
5.169 | 2116.2506
5.17 | 2116.9859
5.171 | 2117.7213
5.172 | 2118.4567
5.173 | 2119.1923
5.174 | 2119.9279
5.178 | 2122.8711
5.183 | 2126.5518
5.184 | 2127.2881
5.189 | 2130.9711
5.19 | 2131.7079
5.192 | 2133.1818
5.196 | 2136.1304
5.197 | 2136.8677
5.202 | 2140.5556
5.205 | 2142.7692
5.206 | 2143.5072
5.207 | 2144.2453
5.208 | 2144.9835
5.211 | 2147.1984
5.212 | 2147.9369
5.213 | 2148.6754
5.216 | 2150.8915
5.218 | 2152.3692
5.221 | 2154.5864
5.227 | 2159.0228
5.229 | 2160.5021
5.231 | 2161.9818
5.235 | 2164.9421
5.243 | 2170.8661
5.244 | 2171.607
5.246 | 2173.0889
5.257 | 2181.2446
5.258 | 2181.9865
5.259 | 2182.7284
5.26 | 2183.4704
5.261 | 2184.2125
5.264 | 2186.4392
5.265 | 2187.1816
5.266 | 2187.9241
5.267 | 2188.6666
5.274 | 2193.8664
5.277 | 2196.096
5.281 | 2199.0698
5.283 | 2200.5571
5.287 | 2203.5327
5.289 | 2205.0209
5.291 | 2206.5094
5.292 | 2207.2537
5.303 | 2215.4465
5.306 | 2217.6824
5.311 | 2221.4104
5.312 | 2222.1562
5.322 | 2229.6183
5.326 | 2232.6052
5.327 | 2233.3521
5.329 | 2234.8461
5.331 | 2236.3404
5.338 | 2241.5727
5.341 | 2243.8162
5.342 | 2244.5642
5.343 | 2245.3122
5.349 | 2249.802
5.351 | 2251.2992
5.352 | 2252.0479
5.353 | 2252.7966
5.355 | 2254.2944
5.36 | 2258.04
5.366 | 2262.5371
5.367 | 2263.2868
5.368 | 2264.0367
5.37 | 2265.5366
5.371 | 2266.2866
5.375 | 2269.2875
5.378 | 2271.5389
5.379 | 2272.2895
5.382 | 2274.5418
5.383 | 2275.2927
5.385 | 2276.7947
5.389 | 2279.7996
5.39 | 2280.551
5.391 | 2281.3025
5.392 | 2282.054
5.395 | 2284.309
5.397 | 2285.8127
5.4 | 2288.0688
5.404 | 2291.0779
5.405 | 2291.8304
5.409 | 2294.8409
5.41 | 2295.5937
5.411 | 2296.3466
5.412 | 2297.0995
5.414 | 2298.6056
5.415 | 2299.3588
5.42 | 2303.1256
5.421 | 2303.8792
5.422 | 2304.6329
5.424 | 2306.1404
5.43 | 2310.6646
5.431 | 2311.4189
5.432 | 2312.1732
5.437 | 2315.946
5.438 | 2316.7008
5.445 | 2321.9861
5.45 | 2325.7634
5.455 | 2329.5424
5.457 | 2331.0545
5.467 | 2338.6192
5.469 | 2340.133
5.476 | 2345.4334
5.477 | 2346.1908
5.478 | 2346.9484
5.482 | 2349.9792
5.485 | 2352.2531
5.489 | 2355.2858
5.49 | 2356.0442
5.493 | 2358.3197
5.496 | 2360.5958
5.498 | 2362.1136
5.5 | 2363.6316
5.505 | 2367.4279
5.508 | 2369.7065
5.509 | 2370.4662
5.51 | 2371.2259
5.516 | 2375.7857
5.519 | 2378.0666
5.52 | 2378.827
5.522 | 2380.348
5.527 | 2384.1518
5.528 | 2384.9128
5.53 | 2386.4349
5.536 | 2391.0029
5.537 | 2391.7645
5.539 | 2393.2878
5.54 | 2394.0496
5.542 | 2395.5733
5.543 | 2396.3353
5.544 | 2397.0973
5.546 | 2398.6216
5.548 | 2400.1462
5.55 | 2401.671
5.551 | 2402.4335
5.553 | 2403.9588
5.556 | 2406.2471
5.559 | 2408.5361
5.562 | 2410.8257
5.565 | 2413.1158
5.568 | 2415.4066
5.571 | 2417.698
5.576 | 2421.5183
5.577 | 2422.2826
5.578 | 2423.0469
5.581 | 2425.3403
5.583 | 2426.8695
5.586 | 2429.1639
5.593 | 2434.5198
5.599 | 2439.1132
5.604 | 2442.9429
5.605 | 2443.709
5.607 | 2445.2414
5.611 | 2448.3072
5.614 | 2450.6071
5.616 | 2452.1408
5.624 | 2458.278
5.635 | 2466.7236
5.638 | 2469.0283
5.639 | 2469.7967
5.64 | 2470.5652
5.641 | 2471.3337
5.644 | 2473.6396
5.645 | 2474.4083
5.646 | 2475.1772
5.648 | 2476.715
5.649 | 2477.4841
5.651 | 2479.0223
5.653 | 2480.5608
5.654 | 2481.3302
5.66 | 2485.9477
5.661 | 2486.7175
5.662 | 2487.4874
5.664 | 2489.0274
5.669 | 2492.8784
5.672 | 2495.1898
5.674 | 2496.731
5.677 | 2499.0434
5.681 | 2502.1275
5.692 | 2510.614
5.694 | 2512.1579
5.695 | 2512.9299
5.705 | 2520.6537
5.709 | 2523.745
5.711 | 2525.291
5.717 | 2529.9307
5.718 | 2530.7042
5.72 | 2532.2514
5.722 | 2533.7989
5.723 | 2534.5727
5.726 | 2536.8946
5.727 | 2537.6686
5.729 | 2539.217
5.731 | 2540.7656
5.732 | 2541.54
5.733 | 2542.3145
5.735 | 2543.8636
5.739 | 2546.9626
5.744 | 2550.8378
5.745 | 2551.613
5.749 | 2554.7146
5.75 | 2555.4901
5.752 | 2557.0414
5.754 | 2558.593
5.755 | 2559.3688
5.756 | 2560.1448
5.757 | 2560.9207
5.758 | 2561.6968
5.769 | 2570.2376
5.772 | 2572.5682
5.773 | 2573.3453
5.779 | 2578.0086
5.785 | 2582.6742
5.792 | 2588.1203
5.795 | 2590.4553
5.798 | 2592.7909
5.801 | 2595.127
5.808 | 2600.5801
5.809 | 2601.3594
5.811 | 2602.9181
5.814 | 2605.2566
5.815 | 2606.0363
5.82 | 2609.9354
5.828 | 2616.1773
5.831 | 2618.519
5.833 | 2620.0805
5.836 | 2622.4232
5.838 | 2623.9852
5.84 | 2625.5476
5.842 | 2627.1101
5.844 | 2628.673
5.845 | 2629.4545
5.848 | 2631.7994
5.851 | 2634.1448
5.852 | 2634.9267
5.854 | 2636.4908
5.866 | 2645.8803
5.875 | 2652.9283
5.881 | 2657.6297
5.885 | 2660.7652
5.886 | 2661.5492
5.887 | 2662.3333
5.892 | 2666.2547
5.896 | 2669.3928
5.9 | 2672.532
5.901 | 2673.3169
5.908 | 2678.8132
5.914 | 2683.5267
5.915 | 2684.3125
5.916 | 2685.0983
5.921 | 2689.0285
5.922 | 2689.8147
5.925 | 2692.1737
5.926 | 2692.9601
5.93 | 2696.1066
5.931 | 2696.8933
5.94 | 2703.9769
5.942 | 2705.5516
5.944 | 2707.1266
5.946 | 2708.7019
5.948 | 2710.2774
5.954 | 2715.0053
5.957 | 2717.3701
5.958 | 2718.1585
5.96 | 2719.7354
5.963 | 2722.1013
5.965 | 2723.6788
5.972 | 2729.2021
5.977 | 2733.149
5.978 | 2733.9386
5.983 | 2737.8874
5.985 | 2739.4673
5.986 | 2740.2573
5.987 | 2741.0474
5.988 | 2741.8376
5.989 | 2742.6278
5.99 | 2743.4181
5.997 | 2748.9517
6.001 | 2752.1151
6.002 | 2752.9061
6.012 | 2760.8193
6.015 | 2763.1944
6.017 | 2764.7781
6.02 | 2767.1541
6.022 | 2768.7384
6.026 | 2771.9077
6.028 | 2773.4927
6.03 | 2775.0779
6.035 | 2779.042
6.039 | 2782.2143
6.045 | 2786.9745
6.047 | 2788.5617
6.05 | 2790.943
6.053 | 2793.3248
6.054 | 2794.1188
6.056 | 2795.7071
6.059 | 2798.0899
6.06 | 2798.8843
6.061 | 2799.6787
6.062 | 2800.4732
6.067 | 2804.4466
6.073 | 2809.2166
6.074 | 2810.0118
6.076 | 2811.6024
6.077 | 2812.3978
6.082 | 2816.3755
6.085 | 2818.7629
6.087 | 2820.3547
6.088 | 2821.1507
6.091 | 2823.5391
6.094 | 2825.928
6.095 | 2826.7244
6.097 | 2828.3174
6.099 | 2829.9107
6.104 | 2833.8947
6.117 | 2844.26
6.125 | 2850.6435
6.126 | 2851.4417
6.127 | 2852.2399
6.13 | 2854.635
6.136 | 2859.4267
6.138 | 2861.0244
6.14 | 2862.6223
6.147 | 2868.2167
6.154 | 2873.814
6.164 | 2881.8149
6.165 | 2882.6153
6.17 | 2886.6181
6.174 | 2889.8214
6.175 | 2890.6223
6.177 | 2892.2244
6.18 | 2894.628
6.181 | 2895.4293
6.188 | 2901.0399
6.193 | 2905.0492
6.198 | 2909.0599
6.204 | 2913.8745
6.21 | 2918.6912
6.215 | 2922.7066
6.216 | 2923.5099
6.218 | 2925.1165
6.223 | 2929.1342
6.225 | 2930.7416
6.229 | 2933.9571
6.236 | 2939.5865
6.24 | 2942.8045
6.253 | 2953.269
6.254 | 2954.0743
6.261 | 2959.7133
6.264 | 2962.1308
6.268 | 2965.3549
6.271 | 2967.7736
6.272 | 2968.5799
6.273 | 2969.3863
6.275 | 2970.9993
6.277 | 2972.6124
6.281 | 2975.8394
6.284 | 2978.2602
6.285 | 2979.0672
6.287 | 2980.6815
6.29 | 2983.1033
6.292 | 2984.7181
6.294 | 2986.3331
6.295 | 2987.1407
6.299 | 2990.3715
6.307 | 2996.8359
6.308 | 2997.6442
6.314 | 3002.4951
6.317 | 3004.9212
6.319 | 3006.539
6.321 | 3008.1569
6.324 | 3010.5842
6.326 | 3012.2026
6.33 | 3015.4402
6.331 | 3016.2498
6.332 | 3017.0593
6.336 | 3020.2982
6.348 | 3030.02
6.349 | 3030.8305
6.351 | 3032.4516
6.361 | 3040.5605
6.368 | 3046.24
6.369 | 3047.0515
6.374 | 3051.1101
6.382 | 3057.6066
6.383 | 3058.4189
6.391 | 3064.9192
6.396 | 3068.9837
6.398 | 3070.6098
6.399 | 3071.4229
6.405 | 3076.3029
6.41 | 3080.371
6.412 | 3081.9986
6.415 | 3084.4404
6.416 | 3085.2545
6.42 | 3088.5112
6.421 | 3089.3255
6.423 | 3090.9542
6.428 | 3095.027
6.429 | 3095.8418
6.431 | 3097.4713
6.438 | 3103.1766
6.44 | 3104.8071
6.441 | 3105.6225
6.448 | 3111.3313
6.451 | 3113.7788
6.453 | 3115.4107
6.459 | 3120.3076
6.46 | 3121.1239
6.462 | 3122.7567
6.467 | 3126.8397
6.469 | 3128.4732
6.47 | 3129.2901
6.471 | 3130.107
6.479 | 3136.644
6.48 | 3137.4614
6.481 | 3138.2788
6.485 | 3141.549
6.486 | 3142.3667
6.489 | 3144.82
6.49 | 3145.6379
6.496 | 3150.5462
6.5 | 3153.8195
6.502 | 3155.4564
6.504 | 3157.0936
6.506 | 3158.7309
6.507 | 3159.5496
6.51 | 3162.0062
6.513 | 3164.4632
6.514 | 3165.2823
6.515 | 3166.1015
6.517 | 3167.7399
6.52 | 3170.198
6.524 | 3173.4762
6.525 | 3174.2959
6.526 | 3175.1156
6.528 | 3176.7552
6.529 | 3177.575
6.538 | 3184.9561
6.544 | 3189.8792
6.551 | 3195.625
6.557 | 3200.5519
6.563 | 3205.4807
6.568 | 3209.5894
6.571 | 3212.0552
6.577 | 3216.9882
6.578 | 3217.8105
6.58 | 3219.4554
6.582 | 3221.1004
6.583 | 3221.923
6.585 | 3223.5683
6.586 | 3224.3911
6.591 | 3228.5055
6.594 | 3230.9748
6.597 | 3233.4445
6.599 | 3235.0912
6.602 | 3237.5617
6.604 | 3239.2089
6.607 | 3241.6801
6.61 | 3244.1518
6.611 | 3244.9758
6.615 | 3248.2722
6.622 | 3254.0429
6.625 | 3256.5168
6.633 | 3263.116
6.634 | 3263.9411
6.639 | 3268.0675
6.645 | 3273.0207
6.646 | 3273.8464
6.648 | 3275.498
6.65 | 3277.1498
6.652 | 3278.8017
6.654 | 3280.4539
6.656 | 3282.1062
6.659 | 3284.5851
6.662 | 3287.0645
6.665 | 3289.5443
6.666 | 3290.371
6.667 | 3291.1977
6.669 | 3292.8513
6.671 | 3294.5052
6.672 | 3295.3321
6.673 | 3296.1592
6.675 | 3297.8134
6.676 | 3298.6406
6.678 | 3300.2951
6.684 | 3305.2598
6.686 | 3306.9151
6.687 | 3307.7428
6.696 | 3315.1944
6.704 | 3321.8214
6.71 | 3326.7936
6.717 | 3332.5968
6.721 | 3335.9139
6.723 | 3337.5728
6.725 | 3339.2318
6.727 | 3340.8911
6.732 | 3345.04
6.733 | 3345.87
6.738 | 3350.0204
6.74 | 3351.6808
6.746 | 3356.6635
6.751 | 3360.817
6.756 | 3364.9717
6.757 | 3365.8027
6.759 | 3367.4651
6.762 | 3369.9589
6.767 | 3374.1162
6.77 | 3376.6111
6.781 | 3385.763
6.784 | 3388.2599
6.785 | 3389.0923
6.798 | 3399.918
6.811 | 3410.7515
6.814 | 3413.2527
6.815 | 3414.0865
6.816 | 3414.9204
6.82 | 3418.2564
6.822 | 3419.9246
6.823 | 3420.7588
6.825 | 3422.4273
6.826 | 3423.2617
6.832 | 3428.2687
6.834 | 3429.9381
6.835 | 3430.7728
6.839 | 3434.1123
6.84 | 3434.9473
6.843 | 3437.4525
6.847 | 3440.7935
6.85 | 3443.2997
6.857 | 3449.1492
6.859 | 3450.8209
6.861 | 3452.4928
6.864 | 3455.001
6.865 | 3455.8371
6.867 | 3457.5096
6.87 | 3460.0186
6.875 | 3464.2011
6.876 | 3465.0378
6.878 | 3466.7113
6.88 | 3468.3849
6.884 | 3471.7327
6.89 | 3476.7558
6.891 | 3477.5932
6.901 | 3485.9692
6.902 | 3486.807
6.904 | 3488.4829
6.911 | 3494.3497
6.912 | 3495.188
6.916 | 3498.5417
6.917 | 3499.3803
6.925 | 3506.0902
6.929 | 3509.4462
6.93 | 3510.2854
6.938 | 3517
6.939 | 3517.8395
6.941 | 3519.5187
6.948 | 3525.3974
6.949 | 3526.2374
6.95 | 3527.0774
6.951 | 3527.9175
6.959 | 3534.6397
6.962 | 3537.1613
6.965 | 3539.6833
6.971 | 3544.7285
6.973 | 3546.4106
6.976 | 3548.934
6.98 | 3552.2993
6.985 | 3556.5069
6.986 | 3557.3485
6.989 | 3559.8737
6.998 | 3567.4518
7.003 | 3571.6634
7.009 | 3576.7188
7.014 | 3580.9328
7.016 | 3582.6187
7.024 | 3589.3642
7.029 | 3593.5816
7.03 | 3594.4252
7.032 | 3596.1125
7.037 | 3600.3316
7.039 | 3602.0196
7.041 | 3603.7077
7.048 | 3609.6176
7.049 | 3610.462
7.054 | 3614.6849
7.058 | 3618.064
7.063 | 3622.2888
7.068 | 3626.5148
7.072 | 3629.8963
7.074 | 3631.5873
7.077 | 3634.1242
7.079 | 3635.8157
7.084 | 3640.0451
7.088 | 3643.4294
7.092 | 3646.8144
7.103 | 3656.1268
7.118 | 3668.834
7.126 | 3675.6151
7.139 | 3686.6403
7.14 | 3687.4887
7.141 | 3688.3371
7.143 | 3690.0341
7.144 | 3690.8826
7.145 | 3691.7313
7.146 | 3692.5799
7.151 | 3696.8238
7.157 | 3701.9179
7.16 | 3704.4655
7.161 | 3705.3148
7.162 | 3706.1641
7.163 | 3707.0135
7.165 | 3708.7123
7.178 | 3719.7592
7.179 | 3720.6092
7.19 | 3729.9626
7.191 | 3730.8132
7.192 | 3731.6638
7.195 | 3734.2159
7.196 | 3735.0666
7.197 | 3735.9175
7.198 | 3736.7683
7.199 | 3737.6192
7.202 | 3740.1722
7.203 | 3741.0233
7.211 | 3747.8333
7.216 | 3752.091
7.219 | 3754.6461
7.228 | 3762.3137
7.229 | 3763.1658
7.245 | 3776.8061
7.251 | 3781.9239
7.252 | 3782.7771
7.253 | 3783.6302
7.258 | 3787.8967
7.262 | 3791.3106
7.268 | 3796.4326
7.271 | 3798.9943
7.276 | 3803.2644
7.277 | 3804.1186
7.278 | 3804.9728
7.279 | 3805.827
7.287 | 3812.6624
7.296 | 3820.3554
7.297 | 3821.2104
7.301 | 3824.6307
7.302 | 3825.4859
7.308 | 3830.6179
7.31 | 3832.3289
7.311 | 3833.1844
7.315 | 3836.6071
7.318 | 3839.1745
7.321 | 3841.7423
7.327 | 3846.8789
7.335 | 3853.73
7.336 | 3854.5866
7.339 | 3857.1566
7.342 | 3859.7269
7.343 | 3860.5838
7.351 | 3867.4401
7.353 | 3869.1546
7.354 | 3870.0119
7.363 | 3877.7295
7.368 | 3882.0185
7.372 | 3885.4504
7.375 | 3888.0247
7.379 | 3891.4577
7.382 | 3894.0329
7.39 | 3900.9019
7.397 | 3906.9143
7.4 | 3909.4916
7.403 | 3912.0693
7.408 | 3916.3663
7.41 | 3918.0854
7.411 | 3918.945
7.416 | 3923.2436
7.422 | 3928.4032
7.426 | 3931.8437
7.434 | 3938.7267
7.435 | 3939.5873
7.436 | 3940.4478
7.447 | 3949.917
7.451 | 3953.3614
7.452 | 3954.2227
7.458 | 3959.3908
7.472 | 3971.4554
7.477 | 3975.766
7.478 | 3976.6283
7.484 | 3981.8026
7.492 | 3988.7038
7.501 | 3996.4707
7.502 | 3997.3339
7.503 | 3998.1971
7.507 | 4001.6504
7.51 | 4004.2407
7.518 | 4011.1501
7.527 | 4018.926
7.541 | 4031.0282
7.542 | 4031.8929
7.544 | 4033.6225
7.551 | 4039.6773
7.552 | 4040.5424
7.571 | 4056.9868
7.574 | 4059.5846
7.576 | 4061.3166
7.584 | 4068.2463
7.592 | 4075.1784
7.595 | 4077.7785
7.596 | 4078.6453
7.602 | 4083.8469
7.604 | 4085.5811
7.608 | 4089.0498
7.612 | 4092.5192
7.616 | 4095.9892
7.619 | 4098.5921
7.623 | 4102.0632
7.626 | 4104.6668
7.628 | 4106.4028
7.629 | 4107.2709
7.63 | 4108.1389
7.64 | 4116.8218
7.641 | 4117.6903
7.647 | 4122.9021
7.656 | 4130.7222
7.658 | 4132.4605
7.659 | 4133.3296
7.66 | 4134.1989
7.661 | 4135.0681
7.663 | 4136.8067
7.667 | 4140.2843
7.669 | 4142.0234
7.671 | 4143.7626
7.678 | 4149.851
7.679 | 4150.7209
7.682 | 4153.3308
7.691 | 4161.1627
7.692 | 4162.0331
7.694 | 4163.774
7.698 | 4167.2563
7.7 | 4168.9977
7.705 | 4173.3517
7.715 | 4182.0625
7.716 | 4182.9338
7.719 | 4185.5478
7.723 | 4189.0338
7.726 | 4191.6486
7.732 | 4196.8793
7.733 | 4197.7512
7.735 | 4199.4951
7.741 | 4204.7278
7.743 | 4206.4723
7.747 | 4209.9618
7.754 | 4216.0697
7.756 | 4217.8152
7.757 | 4218.688
7.758 | 4219.5608
7.764 | 4224.7985
7.766 | 4226.5447
7.771 | 4230.9108
7.773 | 4232.6575
7.784 | 4242.2669
7.789 | 4246.6363
7.792 | 4249.2584
7.793 | 4250.1324
7.805 | 4260.6244
7.807 | 4262.3735
7.812 | 4266.747
7.817 | 4271.1214
7.824 | 4277.2471
7.83 | 4282.4991
7.831 | 4283.3746
7.839 | 4290.3795
7.844 | 4294.7587
7.847 | 4297.3867
7.851 | 4300.8912
7.867 | 4314.9147
7.874 | 4321.0529
7.881 | 4327.1927
7.887 | 4332.4569
7.889 | 4334.2119
7.891 | 4335.967
7.895 | 4339.4777
7.897 | 4341.2332
7.904 | 4347.3788
7.906 | 4349.135
7.912 | 4354.4044
7.913 | 4355.2827
7.914 | 4356.1611
7.917 | 4358.7965
7.919 | 4360.5536
7.926 | 4366.7046
7.932 | 4371.9782
7.941 | 4379.8909
7.942 | 4380.7703
7.943 | 4381.6497
7.944 | 4382.5291
7.945 | 4383.4086
7.946 | 4384.2881
7.96 | 4396.6049
7.963 | 4399.245
7.968 | 4403.646
7.983 | 4416.8542
7.985 | 4418.6159
7.992 | 4424.7828
7.994 | 4426.5451
7.996 | 4428.3076
8.005 | 4436.2402
8.006 | 4437.1218
8.01 | 4440.6484
8.021 | 4450.3495
8.028 | 4456.5251
8.029 | 4457.4074
8.046 | 4472.4127
8.047 | 4473.2957
8.053 | 4478.5942
8.056 | 4481.2439
8.062 | 4486.5443
8.063 | 4487.4278
8.069 | 4492.7296
8.077 | 4499.8005
8.1 | 4520.1413
8.101 | 4521.0261
8.102 | 4521.9109
8.109 | 4528.1056
8.118 | 4536.0726
8.124 | 4541.3854
8.128 | 4544.9279
8.129 | 4545.8136
8.132 | 4548.471
8.133 | 4549.3568
8.134 | 4550.2427
8.136 | 4552.0146
8.145 | 4559.9896
8.147 | 4561.7622
8.148 | 4562.6486
8.153 | 4567.0808
8.157 | 4570.6272
8.184 | 4594.5789
8.186 | 4596.3541
8.191 | 4600.7926
8.196 | 4605.2318
8.198 | 4607.0078
8.199 | 4607.8958
8.2 | 4608.7838
8.212 | 4619.443
8.226 | 4631.8846
8.233 | 4638.1078
8.24 | 4644.3325
8.242 | 4646.1113
8.245 | 4648.7798
8.261 | 4663.0163
8.263 | 4664.7964
8.288 | 4687.0591
8.297 | 4695.0785
8.303 | 4700.4262
8.306 | 4703.1005
8.311 | 4707.5583
8.318 | 4713.8005
8.321 | 4716.4762
8.324 | 4719.1522
8.325 | 4720.0443
8.328 | 4722.7207
8.331 | 4725.3973
8.334 | 4728.0743
8.34 | 4733.429
8.394 | 4781.6725
8.396 | 4783.4611
8.401 | 4787.933
8.41 | 4795.9844
8.415 | 4800.4584
8.422 | 4806.7234
8.426 | 4810.3041
8.43 | 4813.8853
8.441 | 4823.736
8.451 | 4832.6945
8.455 | 4836.2788
8.463 | 4843.4487
8.464 | 4844.3451
8.465 | 4845.2415
8.472 | 4851.5173
8.479 | 4857.7945
8.48 | 4858.6914
8.493 | 4870.3534
8.494 | 4871.2507
8.502 | 4878.4302
8.504 | 4880.2254
8.506 | 4882.0207
8.53 | 4903.5735
8.535 | 4908.0659
8.552 | 4923.3456
8.559 | 4929.6397
8.6 | 4966.5347
8.622 | 4986.3525
8.625 | 4989.0561
8.66 | 5020.6168
8.666 | 5026.0308
8.673 | 5032.3485
8.704 | 5060.3438
8.708 | 5063.9582
8.724 | 5078.4201
8.725 | 5079.3242
8.73 | 5083.8452
8.758 | 5109.176
8.766 | 5116.4175
8.773 | 5122.7553
8.782 | 5130.9059
8.786 | 5134.5292
8.798 | 5145.4016
8.808 | 5154.4651
8.809 | 5155.3716
8.822 | 5167.1587
8.824 | 5168.9725
8.838 | 5181.6724
8.845 | 5188.0244
8.852 | 5194.3778
8.871 | 5211.6295
8.892 | 5230.7088
8.9 | 5237.9804
8.922 | 5257.9861
8.928 | 5263.4446
8.932 | 5267.0841
8.957 | 5289.8409
8.968 | 5299.8592
8.987 | 5317.1714
9.001 | 5329.934
9.026 | 5352.7375
9.062 | 5385.6039
9.086 | 5407.534
9.115 | 5434.0531
9.127 | 5445.033
9.142 | 5458.7631
9.173 | 5487.1573
9.209 | 5520.1625
9.227 | 5536.6776
9.242 | 5550.4464
9.247 | 5555.0374
9.263 | 5569.7325
9.269 | 5575.2449
9.332 | 5633.1796
9.342 | 5642.3847
9.348 | 5647.909
9.36 | 5658.9603
9.372 | 5670.0151
9.378 | 5675.5438
9.389 | 5685.6822
9.394 | 5690.2915
9.398 | 5693.9794
9.4 | 5695.8235
9.407 | 5702.2786
9.419 | 5713.3474
9.421 | 5715.1925
9.424 | 5717.9604
9.432 | 5725.3425
9.449 | 5741.0346
9.455 | 5746.5747
9.492 | 5780.7579
9.494 | 5782.6065
9.529 | 5814.974
9.534 | 5819.6003
9.54 | 5825.1527
9.555 | 5839.0374
9.589 | 5870.5291
9.606 | 5886.2853
9.609 | 5889.0665
9.635 | 5913.179
9.659 | 5935.4508
9.68 | 5954.9496
9.688 | 5962.3804
9.719 | 5991.1886
9.721 | 5993.048
9.738 | 6008.8562
9.754 | 6023.7406
9.755 | 6024.671
9.76 | 6029.3237
9.785 | 6052.5956
9.786 | 6053.5268
9.798 | 6064.7026
9.801 | 6067.497
9.843 | 6106.6407
9.881 | 6142.0903
9.886 | 6146.7571
9.891 | 6151.4245
9.936 | 6193.4556
9.94 | 6197.1938
9.951 | 6207.4758
9.981 | 6235.531
9.995 | 6248.6301
10.01 | 6262.6696
10.012 | 6264.5419
10.038 | 6288.8895
10.122 | 6367.6497
10.138 | 6382.6686
10.15 | 6393.9363
10.155 | 6398.632
10.172 | 6414.6015
10.179 | 6421.1789
10.186 | 6427.7573
10.202 | 6442.7975
10.255 | 6492.656
10.256 | 6493.5973
10.278 | 6514.3106
10.293 | 6528.439
10.348 | 6580.282
10.389 | 6618.9681
10.393 | 6622.7442
10.44 | 6667.1365
10.46 | 6686.0401
10.483 | 6707.7889
10.518 | 6740.9046
10.587 | 6806.2593
10.588 | 6807.2071
10.6 | 6818.5827
10.699 | 6912.535
10.741 | 6952.449
10.752 | 6962.908
10.786 | 6995.2501
10.789 | 6998.1048
10.79 | 6999.0564
10.797 | 7005.7182
10.802 | 7010.4772
10.803 | 7011.4291
10.817 | 7024.7569
10.847 | 7053.3285
10.904 | 7107.6594
10.99 | 7189.7418
11.001 | 7200.2501
11.045 | 7242.3046
11.06 | 7256.649
11.061 | 7257.6054
11.063 | 7259.5184
11.076 | 7271.954
11.08 | 7275.781
11.094 | 7289.1774
11.103 | 7297.7912
11.201 | 7391.6752
11.24 | 7429.0823
11.245 | 7433.8799
11.335 | 7520.3077
11.39 | 7573.1899
11.409 | 7591.4697
11.416 | 7598.2058
11.464 | 7644.4175
11.477 | 7656.9395
11.485 | 7664.6467
11.519 | 7697.4135
11.601 | 7776.5137
11.622 | 7796.7878
11.636 | 7810.3077
11.662 | 7835.424
11.7 | 7872.151
11.72 | 7891.4897
11.749 | 7919.5417
11.791 | 7960.1909
11.807 | 7975.6832
11.817 | 7985.3678
11.921 | 8086.1747
12.015 | 8177.4231
12.259 | 8414.8578
12.261 | 8416.8073
12.345 | 8498.7363
12.708 | 8853.8327
12.774 | 8918.5712
12.827 | 8970.5959
12.89 | 9032.4796
12.962 | 9103.2603
13.117 | 9255.8348
13.126 | 9264.7022
13.29 | 9426.4391
13.357 | 9492.5967
13.532 | 9665.6134
13.555 | 9688.3755
13.795 | 9926.1975
14.191 | 10319.7445
14.402 | 10529.9708
15.132 | 11259.7621
15.246 | 11374.0322
16.156 | 12288.4288
17.245 | 13385.9693
17.968 | 14115.0776